## Summary
CHURCH FARM ROAD PUMP STATION & PIPELINE
Material supply bid comparison · 4 supplier quotes · Washington City, Utah · prepared 9/29/2026
COLOR KEY | Lowest bid | 2nd lowest | Middle (3rd of 4) | Highest bid | Only one quote
1 · WHAT EACH SUPPLIER ACTUALLY QUOTED (the headline numbers — not comparable on their own)
Supplier | Quote / date | Valid through | Sum of transcribed lines | Printed on quote (pre-tax) | Difference | Sales tax (quoted) | Total incl. tax | Lines | Scope excluded from quote
Ferguson | Est. 006QQ000019fSKPYA2 · 9/18/26 | ~10/18/26 (30 days) | 1313834.38 | 1313834.38 | 0 | 88683.82 | 1402518.2 | 207 | Not guaranteed to be complete; award of ENTIRE BOM required; tariffs excluded
HD Fowler | Q647047 · bid date 9/9/26 | Not stated | 1036912.78 | 1036912.78 | 0 | 69991.77 | 1106904.55 | 229 | Casing pipe (no bid), spacers & end seals (TBD), bell restraints (qty by contractor), pipe supports, precast, steel fab
Mountainland | S108187947 · 9/16/26 | 9/15/26 (before issue date) | 1247235.06 | 1247235.06 | 0 | 84188.34 | 1331423.4 | 173 | Bid Items 1-4, 13, 15 no bid; owner supplies pumps & 12" meter/Cla-Val at vault
Scholzen | 7003117-00 · 7/24/26 | 24 hours (expired 7/25/26) | 1114950.34 | 1114950.34 | 0 | 78938.48 | 1193888.82 | 183 | Casing pipe, spacers, end seals; link seals 'not available'; spool lengths to be verified
Printed totals are blue inputs read from each quote's last page; 'Difference' proves every line was transcribed. Sales tax is as quoted (Scholzen's implies 7.08% vs 6.75% on the other three).
2 · APPLES-TO-APPLES (same quantities for everyone; skipped items filled at the lowest competing price)
Supplier | Comparable rows priced | Est. value of skipped rows | Comparable-basis total | vs. lowest ($) | vs. lowest (%) | Rank
Ferguson | 155 of 177 | 24598.41 | 1329066.0335 | 54502.7466 | 4.276% | 4
HD Fowler | 145 of 177 | 197167.6194 | 1290937.8367 | 16374.5498 | 1.285% | 2
Mountainland | 138 of 177 | 52229.5873 | 1274563.2869 | 0 | 0% | 1
Scholzen | 132 of 177 | 208085.4544 | 1293215.5844 | 18652.2976 | 1.463% | 3
Comparable rows = material lines priced by at least two suppliers. Single-supplier lines (specialty spools, unique accessories) can't be compared and are excluded here.
3 · COLOR TALLY (how often each supplier lands in each color, across all comparable rows)
Supplier | Lowest (green) | 2nd lowest (yellow) | Middle (orange) | Highest (red) | Only quote | Not quoted
Ferguson | 63 | 18 | 17 | 57 | 19 | 132
HD Fowler | 48 | 48 | 25 | 24 | 35 | 126
Mountainland | 48 | 31 | 25 | 34 | 30 | 138
Scholzen | 18 | 27 | 24 | 63 | 45 | 129
Ties count for every tied supplier. 'Not quoted' = rows other suppliers priced that this supplier skipped.
4 · SPLIT-AWARD VIEW (buy every comparable line from its lowest bidder)
Supplier | Lines won | $ awarded | Share of split total
Ferguson | 63 | 695002.5835 | 57.68%
HD Fowler | 48 | 210897.7473 | 17.5%
Mountainland | 48 | 170346.2853 | 14.14%
Scholzen | 18 | 128615.97 | 10.67%
Split total | 177 | 1204862.586 | 100%
Best single-supplier total (section 2) |  | 1274563.2869
Potential saving from splitting |  | 69700.7009 | 5.469%
Middle path: award each BID ITEM to its cheapest supplier |  | 1242308.5291 | 32254.7578
Caveat: Ferguson's quote is 'contingent upon award of entire bill of materials' — splitting the buy can void its unit prices. Ties are awarded to the first supplier listed.
5 · CLEAN HEAD-TO-HEAD (only rows all four suppliers priced — no gap-filling, no judgment calls)
Supplier | Rows in basket | Basket total | vs. lowest (%)
Ferguson | 92 | 1047651.0835 | 5.212%
HD Fowler | 92 | 1028533.52 | 3.292%
Mountainland | 92 | 995753.9302 | 0%
Scholzen | 92 | 1025633.79 | 3.001%
6 · BIGGEST PRICE GAPS (where negotiating or switching supplier moves the most money)
# | Material |  | Bid item | Lowest bidder | Lowest unit ($) | Highest bidder | Highest unit ($) | $ spread @ ref qty | High vs low
1 | 16" bell-joint restraint (pipe-to-pipe, C900/C905) |  | Item 7 | Scholzen | 408.48 | Ferguson | 677.79 | 23968.59 | 65.93%
2 | 16" bell restraint for DI pipe (Fast-Grip / bell restraint) |  | Item 16 | Mountainland | 408.4824 | Scholzen | 1083.29 | 22943.4576 | 165.2%
3 | 12" C900 DR18 PVC pipe (gasketed) |  | Item 8 | Ferguson | 28.64 | Scholzen | 30.29 | 20625 | 5.761%
4 | 16" MJ x flange butterfly valve (AWWA C504 Class 250B / 150B) |  | Item 9.4 | Scholzen | 4100 | Ferguson | 5586.2 | 17834.4 | 36.25%
5 | 36" steel casing pipe |  | Item 16 | Ferguson | 240.58 | Mountainland | 267.0526 | 15354.13 | 11%
6 | 12" bell-joint restraint (pipe-to-pipe, C900) |  | Item 8 | Scholzen | 164.48 | Ferguson | 259.37 | 12525.48 | 57.69%
7 | 12" MJ x flange resilient-wedge gate valve |  | Item 9.3 | HD Fowler | 3181.88 | Ferguson | 3889.27 | 11318.24 | 22.23%
8 | 8" Cla-Val 131 electronic control valve + VC-22D controller |  | Item 5 | Mountainland | 27719.12 | Ferguson | 37321.6 | 9602.48 | 34.64%
9 | 16" DR18 PVC pipe (gasketed) |  | Item 7 | Ferguson | 35.9 | HD Fowler | 38.83 | 8790 | 8.162%
10 | Casing spacers (stainless, multi-carrier cluster) |  | Item 16 | Mountainland | 363.75 | Ferguson | 437.65 | 8646.3 | 20.32%
11 | 36" MJ restraint (DI) |  | Item 10.6 | Ferguson | 1028.27 | HD Fowler | 2064.13 | 4143.44 | 100.7%
12 | Fire hydrant, MJ inlet, 6" (red) |  | Item 11 | Mountainland | 3570.4476 | Ferguson | 3772 | 3224.8376 | 5.645%
7 · WHAT THIS MEANS (read before awarding anything)
Headline totals mislead. | HD Fowler ($1.04M) and Scholzen ($1.11M) look cheapest only because they left scope out: no steel casing pipe, spacers or end seals (about $183K at competing prices), and HD Fowler priced its pipe-joint restraints but left the quantities 'to contractor' (about $78K, not in its total). Put every supplier on the same scope and quantities and the order flips: Mountainland $1.27M (lowest), HD Fowler +1.3%, Scholzen +1.5%, Ferguson +4.3%.
Price won't decide this — certainty will. | The three lowest comparable totals sit within 1.5% of each other. The real differences are scope completeness, quote validity and terms. Your blind spot is comparing four takeoffs, not four prices: suppliers disagree on quantities (e.g. 12" bell restraints: 154 / 92 / 132) and on spool lengths, so whoever counted fewest looks cheapest.
Ferguson: best and worst prices in one quote. | Ferguson ranks last in total (+4.3%) yet is lowest on 63 rows (incl. the big-dollar 12"/16" pipe and casing) and highest on 57 — mostly restraints, fittings and small parts, which is where to negotiate. Scholzen is highest on 63 rows and lowest on only 18 — line for line it is the priciest; its total is low only because of skipped scope. HD Fowler has the best low/high ratio (48 vs 24).
Split-buy upside is real but conditional. | Buying every comparable line from its lowest bidder totals $1.20M, $70K (5.5%) under the best single-supplier award; awarding each bid item to its cheapest supplier gets $32K (2.5%). But Ferguson's prices are 'contingent upon award of entire bill of materials' — splitting can void them. Get that in writing before you rely on the split.
Three of four quotes are stale. | Scholzen's quote is dated 7/24/26 and valid 24 hours; Mountainland's expired 9/15/26 (the day before its own issue date); HD Fowler prints no date or validity and reserves tariff repricing at shipment. Only Ferguson (9/18/26, good ~30 days) is current. Treat every number here as indicative until re-confirmed.
Challenge these before award (details on Notes & Flags). | Ferguson: $1,871.76 curb-stop handle (vs $40), 4" Sch 80 PVC at $20.98/ft (vs ~$5), bell restraints 40–65% over Mountainland/Scholzen. Scholzen: no valve bolt sets on Items 9.1–9.4, both Sch 80 and Sch 40 3" conduit, $1,083 split Stargrips. Mountainland: 12" AV-TEK valve quoted without its electric actuator (~$12K short).
Next steps, in order. | 1) Send all four the same quantity list (the Ref Qty column) and require a price on every row — especially bell restraints, casing/spacers/end seals and valve hardware. 2) Get written validity of 30+ days from Scholzen, Mountainland and HD Fowler. 3) Use Mountainland/Scholzen restraint and fitting prices to push Ferguson down. 4) Confirm alt-spec rows (Cla-Val voltage, butterfly-valve class, casing wall, hydrant bury) with the engineer. 5) Decide single vs split award only after steps 1–4 — then update the blue cells and this workbook re-ranks itself.
Prepared by Claude from the four supplier quotes in the repo. Quote lines were extracted programmatically (Ferguson, HD Fowler, Mountainland) and transcribed from the scanned Scholzen PDF; every supplier's lines tie to its printed total. Verify quantities and specs against the plans before buying.

## Material Comparison
CHURCH FARM ROAD PUMP STATION & PIPELINE — MATERIAL BID COMPARISON
Washington City, Utah · 4 supplier quotes · unit prices normalized to a common UoM · Extended = unit price × Ref Qty (blue, editable) so every supplier is compared on the same quantity
KEY: |  |  | Lowest bid |  |  | 2nd lowest |  | Middle (3rd of 4) |  | Highest bid |  | Only one quote |  | — = not quoted | [6 empty] | 3 quotes → green / yellow / red · 2 quotes → green / red · ties share the better color · blue cells are inputs
Tip: filter column T to 'Like-for-like' for the cleanest head-to-head; expand the [+] group above column W for each supplier's own quoted quantities.
MATERIAL | [5 empty] | UNIT PRICE ($ per UoM) |  |  |  | EXTENDED @ REF QTY ($) |  |  |  | ANALYSIS | [6 empty] | NOTES / SPEC FLAGS | QUOTED QTY (each supplier's own takeoff)
Row | Bid item | Group | Material | UoM | Ref qty | Ferguson | HD Fowler | Mountainland | Scholzen | Ferguson | HD Fowler | Mountainland | Scholzen | Lowest unit ($) | Best supplier | High vs low | $ spread @ ref qty | # quotes | Comparability | Qty check | Notes | Ferguson | HD Fowler | Mountainland | Scholzen | Rank: Ferguson | Rank: HD Fowler | Rank: Mountainland | Rank: Scholzen | Color code: Ferguson | Color code: HD Fowler | Color code: Mountainland | Color code: Scholzen | Comparable-basis ext: Ferguson | Comparable-basis ext: HD Fowler | Comparable-basis ext: Mountainland | Comparable-basis ext: Scholzen | Spread key | Highest unit | Highest supplier | Best ext | Winner (first)
BID ITEM 5 — Pump station, meter vault & valve vault
R001 | Item 5 | DI fittings | 16" flanged 90° elbow | EA | 2 | 1493.17 | 1560.11 | 1693.9 | 1634 | 2986.34 | 3120.22 | 3387.8 | 3268 | 1493.17 | Ferguson | 13.44% | 401.46 | 4 | Like-for-like | OK |  | 2 | 2 | 2 | 2 | 1 | 2 | 4 | 3 | 1 | 2 | 4 | 3 | 2986.34 | 3120.22 | 3387.8 | 3268 | 401.46 | 1693.9 | Mountainland | 2986.34 | Ferguson
R002 | Item 5 | DI fittings | 16" x 10" flanged concentric reducer | EA | 2 | 946.86 | 989.3 | 1074.145 | 1054.02 | 1893.72 | 1978.6 | 2148.29 | 2108.04 | 946.86 | Ferguson | 13.44% | 254.57 | 4 | Like-for-like | OK |  | 2 | 2 | 2 | 2 | 1 | 2 | 4 | 3 | 1 | 2 | 4 | 3 | 1893.72 | 1978.6 | 2148.29 | 2108.04 | 254.57 | 1074.145 | Mountainland | 1893.72 | Ferguson
R003 | Item 5 | DI fittings | 16" x 12" flanged concentric reducer | EA | 1 | — | 1309.41 | — | 1395.07 | — | 1309.41 | — | 1395.07 | 1309.41 | HD Fowler | 6.542% | 85.66 | 2 | Like-for-like | OK | Ferguson quoted MJ-end 16x12 reducers instead (next row). |  | 1 |  | 1 |  | 1 |  | 2 | 0 | 1 | 0 | 4 | 1309.41 | 1309.41 | 1309.41 | 1395.07 | 85.66 | 1395.07 | Scholzen | 1309.41 | HD Fowler
R004 | Item 5 | DI fittings | 16" x 12" MJ reducer (all-bell / large-end) | EA | 2 | 519.874 | 542.5 | 589.0233 | 568 | 1039.748 | 1085 | 1178.0467 | 1136 | 519.874 | Ferguson | 13.3% | 138.2987 | 4 | Alt spec – verify | Qty differs | Ferguson mixes all-bell and large-end MJ reducers; H = 'MJ BXB'. Quantities differ by takeoff. | 5 | 2 | 3 | 2 | 1 | 2 | 4 | 3 | 1 | 2 | 4 | 3 | 1039.748 | 1085 | 1178.0467 | 1136 | 138.2987 | 589.0233 | Mountainland | 1039.748 | Ferguson
R005 | Item 5 | DI fittings | 12" flanged tee | EA | 1 | 1468.02 | 1533.83 | — | 1707 | 1468.02 | 1533.83 | — | 1707 | 1468.02 | Ferguson | 16.28% | 238.98 | 3 | Like-for-like | OK |  | 1 | 1 |  | 1 | 1 | 2 |  | 3 | 1 | 2 | 0 | 4 | 1468.02 | 1533.83 | 1468.02 | 1707 | 238.98 | 1707 | Scholzen | 1468.02 | Ferguson
R006 | Item 5 | DI fittings | 10" flanged tee | EA | 2 | 1012 | 1057.37 | 1148.05 | 1176.75 | 2024 | 2114.74 | 2296.1 | 2353.5 | 1012 | Ferguson | 16.28% | 329.5 | 4 | Like-for-like | OK |  | 2 | 2 | 2 | 2 | 1 | 2 | 3 | 4 | 1 | 2 | 3 | 4 | 2024 | 2114.74 | 2296.1 | 2353.5 | 329.5 | 1176.75 | Scholzen | 2024 | Ferguson
R007 | Item 5 | DI fittings | 10" x 8" flanged tee | EA | 2 | 870.11 | 909.11 | 987.075 | 1011.75 | 1740.22 | 1818.22 | 1974.15 | 2023.5 | 870.11 | Ferguson | 16.28% | 283.28 | 4 | Like-for-like | OK |  | 2 | 2 | 2 | 2 | 1 | 2 | 3 | 4 | 1 | 2 | 3 | 4 | 1740.22 | 1818.22 | 1974.15 | 2023.5 | 283.28 | 1011.75 | Scholzen | 1740.22 | Ferguson
R008 | Item 5 | DI fittings | 8" flanged 90° elbow | EA | 2 | 446.99 | 467.02 | 507.075 | 519.75 | 893.98 | 934.04 | 1014.15 | 1039.5 | 446.99 | Ferguson | 16.28% | 145.52 | 4 | Like-for-like | OK |  | 2 | 2 | 2 | 2 | 1 | 2 | 3 | 4 | 1 | 2 | 3 | 4 | 893.98 | 934.04 | 1014.15 | 1039.5 | 145.52 | 519.75 | Scholzen | 893.98 | Ferguson
R009 | Item 5 | DI fittings | 12" MJ x flange 45° bend | EA | 1 | 728.21 | — | — | — | 728.21 | — | — | — | 728.21 | Ferguson | — | — | 1 | Single quote |  | Only Ferguson priced the MJ x flange end configuration. | 1 |  |  |  | 1 |  |  |  | 5 | 0 | 0 | 0 | 0 | 0 | 0 | 0 |  |  |  | 0
R010 | Item 5 | DI fittings | 12" MJ x flange 22-1/2° bend | EA | 1 | 636.61 | 665.15 | — | — | 636.61 | 665.15 | — | — | 636.61 | Ferguson | 4.483% | 28.54 | 2 | Like-for-like | OK |  | 1 | 1 |  |  | 1 | 2 |  |  | 1 | 4 | 0 | 0 | 636.61 | 665.15 | 636.61 | 636.61 | 28.54 | 665.15 | HD Fowler | 636.61 | Ferguson
R011 | Item 5 | DI fittings | 12" MJ 45° bend (MJ x MJ) | EA | 1 | — | 418.5 | — | 465.75 | — | 418.5 | — | 465.75 | 418.5 | HD Fowler | 11.29% | 47.25 | 2 | Like-for-like | OK |  |  | 1 |  | 1 |  | 1 |  | 2 | 0 | 1 | 0 | 4 | 418.5 | 418.5 | 418.5 | 465.75 | 47.25 | 465.75 | Scholzen | 418.5 | HD Fowler
R012 | Item 5 | DI fittings | 12" MJ 22-1/2° bend (MJ x MJ) | EA | 1 | — | — | — | 406.5 | — | — | — | 406.5 | 406.5 | Scholzen | — | — | 1 | Single quote | [5 empty] | 1 |  |  |  | 1 | 0 | 0 | 0 | 5 | 0 | 0 | 0 | 0 |  |  |  | 0
R013 | Item 5 | DI fittings | 12" MJ x flange adapter | EA | 2 | 419.9 | — | — | 488.25 | 839.8 | — | — | 976.5 | 419.9 | Ferguson | 16.28% | 136.7 | 2 | Like-for-like | Qty differs |  | 1 |  |  | 2 | 1 |  |  | 2 | 1 | 0 | 0 | 4 | 839.8 | 839.8 | 839.8 | 976.5 | 136.7 | 488.25 | Scholzen | 839.8 | Ferguson
R014 | Item 5 | DI fittings | 12" MJ long sleeve | EA | 2 | 368.94 | 385.48 | 418.54 | 429 | 737.88 | 770.96 | 837.08 | 858 | 368.94 | Ferguson | 16.28% | 120.12 | 4 | Like-for-like | Qty differs |  | 3 | 2 | 1 | 2 | 1 | 2 | 3 | 4 | 1 | 2 | 3 | 4 | 737.88 | 770.96 | 837.08 | 858 | 120.12 | 429 | Scholzen | 737.88 | Ferguson
R015 | Item 5 | DI fittings | 12" MJ short sleeve (7-1/2") | EA | 2 | 279.93 | — | — | — | 559.86 | — | — | — | 279.93 | Ferguson | — | — | 1 | Single quote |  |  | 2 |  |  |  | 1 |  |  |  | 5 | 0 | 0 | 0 | 0 | 0 | 0 | 0 |  |  |  | 0
R016 | Item 5 | DI fittings | 16" MJ sleeve | EA | 1 | — | — | — | 784.77 | — | — | — | 784.77 | 784.77 | Scholzen | — | — | 1 | Single quote | [5 empty] | 1 |  |  |  | 1 | 0 | 0 | 0 | 5 | 0 | 0 | 0 | 0 |  |  |  | 0
R017 | Item 5 | DI fittings | 4" MJ sleeve | EA | 1 | 85.78 | — | — | 99.75 | 85.78 | — | — | 99.75 | 85.78 | Ferguson | 16.29% | 13.97 | 2 | Like-for-like | OK | Ferguson: 4x12 long sleeve. | 1 |  |  | 1 | 1 |  |  | 2 | 1 | 0 | 0 | 4 | 85.78 | 85.78 | 85.78 | 99.75 | 13.97 | 99.75 | Scholzen | 85.78 | Ferguson
R018 | Item 5 | DI fittings | 4" MJ x flange adapter | EA | 1 | — | — | 103.9 | — | — | — | 103.9 | — | 103.9 | Mountainland | — | — | 1 | Single quote |  |  |  |  | 1 |  |  |  | 1 |  | 0 | 0 | 5 | 0 | 0 | 0 | 0 | 0 |  |  |  | 0
R019 | Item 5 | DI fittings | 10" x 2" tapped blind flange (2" IP tap) | EA | 2 | 347.01 | 362.57 | 393.66 | — | 694.02 | 725.14 | 787.32 | — | 347.01 | Ferguson | 13.44% | 93.3 | 3 | Like-for-like | OK |  | 2 | 2 | 2 |  | 1 | 2 | 3 |  | 1 | 2 | 4 | 0 | 694.02 | 725.14 | 787.32 | 694.02 | 93.3 | 393.66 | Mountainland | 694.02 | Ferguson
R020 | Item 5 | PVC / DI pipe | 4" DI pipe (CL350 / CL51, TJ) | FT | 20 | 40.33 | 39.4899 | — | 43.37 | 806.6 | 789.7973 | — | 867.4 | 39.4899 | HD Fowler | 9.826% | 77.6027 | 3 | Alt spec – verify | Qty differs | Ferguson CL350 double-cement-lined FASTITE; H & S CL51 TJ. | 20 | 18.25 |  | 20 | 2 | 1 |  | 3 | 2 | 1 | 0 | 4 | 806.6 | 789.7973 | 789.7973 | 867.4 | 77.6028 | 43.37 | Scholzen | 789.7973 | HD Fowler
R021 | Item 5 | PVC / DI pipe | 12" CL51 DI pipe (TJ) | FT | 19 | — | — | — | 71.67 | — | — | — | 1361.73 | 71.67 | Scholzen | — | — | 1 | Single quote | [5 empty] | 19 |  |  |  | 1 | 0 | 0 | 0 | 5 | 0 | 0 | 0 | 0 |  |  |  | 0
R022 | Item 5 | DI spools | 16" x 15'-0" flange x PE DI spool | EA | 1 | 6622.86 | 4510.99 | 5606.63 | — | 6622.86 | 4510.99 | 5606.63 | — | 4510.99 | HD Fowler | 46.82% | 2111.87 | 3 | Like-for-like | OK |  | 1 | 1 | 1 |  | 3 | 1 | 2 |  | 4 | 1 | 2 | 0 | 6622.86 | 4510.99 | 5606.63 | 4510.99 | 2111.87 | 6622.86 | Ferguson | 4510.99 | HD Fowler
R023 | Item 5 | DI spools | 16" x 10'-0" flange x PE DI spool | EA | 1 | 3346.08 | — | — | 3911 | 3346.08 | — | — | 3911 | 3346.08 | Ferguson | 16.88% | 564.92 | 2 | Like-for-like | OK |  | 1 |  |  | 1 | 1 |  |  | 2 | 1 | 0 | 0 | 4 | 3346.08 | 3346.08 | 3346.08 | 3911 | 564.92 | 3911 | Scholzen | 3346.08 | Ferguson
R024 | Item 5 | DI spools | 16" x 9'-0" flange x PE DI spool | EA | 1 | — | — | 3696.36 | — | — | — | 3696.36 | — | 3696.36 | Mountainland | — | — | 1 | Single quote |  |  |  |  | 1 |  |  |  | 1 |  | 0 | 0 | 5 | 0 | 0 | 0 | 0 | 0 |  |  |  | 0
R025 | Item 5 | DI spools | 16" x 10'-6" flange x flange DI spool | EA | 1 | — | 4005.49 | — | 4848 | — | 4005.49 | — | 4848 | 4005.49 | HD Fowler | 21.03% | 842.51 | 2 | Like-for-like | OK |  |  | 1 |  | 1 |  | 1 |  | 2 | 0 | 1 | 0 | 4 | 4005.49 | 4005.49 | 4005.49 | 4848 | 842.51 | 4848 | Scholzen | 4005.49 | HD Fowler
R026 | Item 5 | DI spools | 16" x 5'-0" flange x flange DI spool | EA | 1 | — | — | 3214.93 | — | — | — | 3214.93 | — | 3214.93 | Mountainland | — | — | 1 | Single quote |  |  |  |  | 1 |  |  |  | 1 |  | 0 | 0 | 5 | 0 | 0 | 0 | 0 | 0 |  |  |  | 0
R027 | Item 5 | DI spools | 16" x 4'-0" flange x flange DI spool | EA | 2 | — | 2341.76 | 2908.55 | — | — | 4683.52 | 5817.1 | — | 2341.76 | HD Fowler | 24.2% | 1133.58 | 2 | Like-for-like | Qty differs |  |  | 2 | 1 |  |  | 1 | 2 |  | 0 | 1 | 4 | 0 | 4683.52 | 4683.52 | 5817.1 | 4683.52 | 1133.58 | 2908.55 | Mountainland | 4683.52 | HD Fowler
R028 | Item 5 | DI spools | 16" x 3'-6" flange x flange DI spool | EA | 2 | 2746.33 | — | — | — | 5492.66 | — | — | — | 2746.33 | Ferguson | — | — | 1 | Single quote |  |  | 2 |  |  |  | 1 |  |  |  | 5 | 0 | 0 | 0 | 0 | 0 | 0 | 0 |  |  |  | 0
R029 | Item 5 | DI spools | 10" x 4'-6" flange x flange DI spool | EA | 2 | 1566.1 | 1162.64 | — | 1412 | 3132.2 | 2325.28 | — | 2824 | 1162.64 | HD Fowler | 34.7% | 806.92 | 3 | Like-for-like | Qty differs |  | 2 | 2 |  | 1 | 3 | 1 |  | 2 | 4 | 1 | 0 | 2 | 3132.2 | 2325.28 | 2325.28 | 2824 | 806.92 | 1566.1 | Ferguson | 2325.28 | HD Fowler
R030 | Item 5 | DI spools | 10" x 2'-0" flange x flange DI spool | EA | 2 | 1007.84 | 817.58 | — | — | 2015.68 | 1635.16 | — | — | 817.58 | HD Fowler | 23.27% | 380.52 | 2 | Like-for-like | OK |  | 2 | 2 |  |  | 2 | 1 |  |  | 4 | 1 | 0 | 0 | 2015.68 | 1635.16 | 1635.16 | 1635.16 | 380.52 | 1007.84 | Ferguson | 1635.16 | HD Fowler
R031 | Item 5 | DI spools | 10" x 2'-10" flange x flange DI spool | EA | 2 | — | — | — | 1160 | — | — | — | 2320 | 1160 | Scholzen | — | — | 1 | Single quote | [5 empty] | 2 |  |  |  | 1 | 0 | 0 | 0 | 5 | 0 | 0 | 0 | 0 |  |  |  | 0
R032 | Item 5 | DI spools | 10" x 1'-0" flange x flange DI spool | EA | 2 | — | — | 845.975 | — | — | — | 1691.95 | — | 845.975 | Mountainland | — | — | 1 | Single quote |  |  |  |  | 2 |  |  |  | 1 |  | 0 | 0 | 5 | 0 | 0 | 0 | 0 | 0 |  |  |  | 0
R033 | Item 5 | DI spools | 10" x 3'-0" flange x flange DI spool | EA | 2 | — | — | 1190.935 | — | — | — | 2381.87 | — | 1190.935 | Mountainland | — | — | 1 | Single quote |  |  |  |  | 2 |  |  |  | 1 |  | 0 | 0 | 5 | 0 | 0 | 0 | 0 | 0 |  |  |  | 0
R034 | Item 5 | DI spools | 8" x 2'-6" flange x flange DI spool | EA | 1 | 881.22 | — | — | 835 | 881.22 | — | — | 835 | 835 | Scholzen | 5.535% | 46.22 | 2 | Like-for-like | OK |  | 1 |  |  | 1 | 2 |  |  | 1 | 4 | 0 | 0 | 1 | 881.22 | 835 | 835 | 835 | 46.22 | 881.22 | Ferguson | 835 | Scholzen
R035 | Item 5 | DI spools | 8" x 2'-0" flange x flange DI spool | EA | 1 | — | — | 791.56 | — | — | — | 791.56 | — | 791.56 | Mountainland | — | — | 1 | Single quote |  |  |  |  | 1 |  |  |  | 1 |  | 0 | 0 | 5 | 0 | 0 | 0 | 0 | 0 |  |  |  | 0
R036 | Item 5 | DI spools | 8" x 3'-0" flange x flange DI spool | EA | 1 | — | 741.76 | — | — | — | 741.76 | — | — | 741.76 | HD Fowler | — | — | 1 | Single quote |  |  |  | 1 |  |  |  | 1 |  |  | 0 | 5 | 0 | 0 | 0 | 0 | 0 | 0 |  |  |  | 0
R037 | Item 5 | DI spools | 12" x 7'-0" flange x flange DI spool | EA | 1 | — | 1935.16 | — | — | — | 1935.16 | — | — | 1935.16 | HD Fowler | — | — | 1 | Single quote |  |  |  | 1 |  |  |  | 1 |  |  | 0 | 5 | 0 | 0 | 0 | 0 | 0 | 0 |  |  |  | 0
R038 | Item 5 | DI spools | 12" x 7'-4" flange x flange DI spool | EA | 1 | — | — | — | 2434 | — | — | — | 2434 | 2434 | Scholzen | — | — | 1 | Single quote | [5 empty] | 1 |  |  |  | 1 | 0 | 0 | 0 | 5 | 0 | 0 | 0 | 0 |  |  |  | 0
R039 | Item 5 | DI spools | 12" x 5'-0" flange x PE DI spool | EA | 1 | 1706.83 | — | — | — | 1706.83 | — | — | — | 1706.83 | Ferguson | — | — | 1 | Single quote |  |  | 1 |  |  |  | 1 |  |  |  | 5 | 0 | 0 | 0 | 0 | 0 | 0 | 0 |  |  |  | 0
R040 | Item 5 | DI spools | 12" x 5'-6" flange x PE DI spool | EA | 1 | — | 1294.51 | — | — | — | 1294.51 | — | — | 1294.51 | HD Fowler | — | — | 1 | Single quote |  |  |  | 1 |  |  |  | 1 |  |  | 0 | 5 | 0 | 0 | 0 | 0 | 0 | 0 |  |  |  | 0
R041 | Item 5 | DI spools | 12" x 6'-0" flange x PE DI spool | EA | 1 | — | — | — | 2121 | — | — | — | 2121 | 2121 | Scholzen | — | — | 1 | Single quote | [5 empty] | 1 |  |  |  | 1 | 0 | 0 | 0 | 5 | 0 | 0 | 0 | 0 |  |  |  | 0
R042 | Item 5 | DI spools | 12" x 4'-6" flange x PE DI spool | EA | 1 | 1572.09 | — | — | — | 1572.09 | — | — | — | 1572.09 | Ferguson | — | — | 1 | Single quote |  |  | 1 |  |  |  | 1 |  |  |  | 5 | 0 | 0 | 0 | 0 | 0 | 0 | 0 |  |  |  | 0
R043 | Item 5 | DI spools | 12" x 4'-0" flange x PE DI spool | EA | 2 | — | — | 1285.385 | — | — | — | 2570.77 | — | 1285.385 | Mountainland | — | — | 1 | Single quote |  |  |  |  | 2 |  |  |  | 1 |  | 0 | 0 | 5 | 0 | 0 | 0 | 0 | 0 |  |  |  | 0
R044 | Item 5 | DI spools | 12" x 3'-0" flange x PE DI spool | EA | 1 | 1167.83 | 867.03 | — | — | 1167.83 | 867.03 | — | — | 867.03 | HD Fowler | 34.69% | 300.8 | 2 | Like-for-like | OK |  | 1 | 1 |  |  | 2 | 1 |  |  | 4 | 1 | 0 | 0 | 1167.83 | 867.03 | 867.03 | 867.03 | 300.8001 | 1167.83 | Ferguson | 867.03 | HD Fowler
R045 | Item 5 | DI spools | 12" x 2'-6" flange x PE DI spool | EA | 1 | 1033.09 | — | — | 940 | 1033.09 | — | — | 940 | 940 | Scholzen | 9.903% | 93.09 | 2 | Like-for-like | OK |  | 1 |  |  | 1 | 2 |  |  | 1 | 4 | 0 | 0 | 1 | 1033.09 | 940 | 940 | 940 | 93.0901 | 1033.09 | Ferguson | 940 | Scholzen
R046 | Item 5 | DI spools | 12" x 2'-0" flange x PE DI spool | EA | 1 | — | 697.8 | — | — | — | 697.8 | — | — | 697.8 | HD Fowler | — | — | 1 | Single quote |  |  |  | 1 |  |  |  | 1 |  |  | 0 | 5 | 0 | 0 | 0 | 0 | 0 | 0 |  |  |  | 0
R047 | Item 5 | DI spools | 12" x 1'-6" flange x PE DI spool | EA | 1 | — | 610.99 | 751.52 | — | — | 610.99 | 751.52 | — | 610.99 | HD Fowler | 23% | 140.53 | 2 | Like-for-like | OK |  |  | 1 | 1 |  |  | 1 | 2 |  | 0 | 1 | 4 | 0 | 610.99 | 610.99 | 751.52 | 610.99 | 140.5301 | 751.52 | Mountainland | 610.99 | HD Fowler
R048 | Item 5 | DI spools | 12" x 0'-10" flange x PE DI spool | EA | 1 | — | — | — | 628 | — | — | — | 628 | 628 | Scholzen | — | — | 1 | Single quote | [5 empty] | 1 |  |  |  | 1 | 0 | 0 | 0 | 5 | 0 | 0 | 0 | 0 |  |  |  | 0
R049 | Item 5 | DI spools | 12" x 4'-0" PE x PE DI spool | EA | 1 | — | 727.47 | — | — | — | 727.47 | — | — | 727.47 | HD Fowler | — | — | 1 | Single quote |  |  |  | 1 |  |  |  | 1 |  |  | 0 | 5 | 0 | 0 | 0 | 0 | 0 | 0 |  |  |  | 0
R050 | Item 5 | Valves | 8" Cla-Val 131 electronic control valve + VC-22D controller | EA | 1 | 37321.6 | 28455.61 | 27719.12 | 31000 | 37321.6 | 28455.61 | 27719.12 | 31000 | 27719.12 | Mountainland | 34.64% | 9602.48 | 4 | Alt spec – verify | OK | H = 120V solenoid; M = 24VDC normally-open. Valve + controller priced as one set. Confirm spec / owner-furnished status. | 1 | 1 | 1 | 1 | 4 | 2 | 1 | 3 | 4 | 2 | 1 | 3 | 37321.6 | 28455.61 | 27719.12 | 31000 | 9602.4801 | 37321.6 | Ferguson | 27719.12 | Mountainland
R051 | Item 5 | Valves | 8" wafer / lug butterfly valve, gear operator | EA | 2 | 618.75 | 612.7 | 657.425 | — | 1237.5 | 1225.4 | 1314.85 | — | 612.7 | HD Fowler | 7.3% | 89.45 | 3 | Like-for-like | OK |  | 2 | 2 | 2 |  | 2 | 1 | 3 |  | 2 | 1 | 4 | 0 | 1237.5 | 1225.4 | 1314.85 | 1225.4 | 89.4501 | 657.425 | Mountainland | 1225.4 | HD Fowler
R052 | Item 5 | Valves | 12" AV-TEK double-eccentric butterfly valve w/ electric actuator | EA | 1 | 19472.57 | 18442.4 | — | 20159.85 | 19472.57 | 18442.4 | — | 20159.85 | 18442.4 | HD Fowler | 9.313% | 1717.45 | 3 | Like-for-like | OK |  | 1 | 1 |  | 1 | 2 | 1 |  | 3 | 2 | 1 | 0 | 4 | 19472.57 | 18442.4 | 18442.4 | 20159.85 | 1717.4501 | 20159.85 | Scholzen | 18442.4 | HD Fowler
R053 | Item 5 | Valves | 12" AV-TEK double-eccentric butterfly valve, NO actuator | EA | 1 | — | — | 6451.76 | — | — | — | 6451.76 | — | 6451.76 | Mountainland | — | — | 1 | Single quote |  | Mountainland quoted the valve without an electric actuator - not comparable to the actuated valves above. |  |  | 1 |  |  |  | 1 |  | 0 | 0 | 5 | 0 | 0 | 0 | 0 | 0 |  |  |  | 0
R054 | Item 5 | Valves | 10" AV-TEK double-eccentric butterfly valve (handwheel) | EA | 1 | — | — | 4854.91 | — | — | — | 4854.91 | — | 4854.91 | Mountainland | — | — | 1 | Single quote |  |  |  |  | 1 |  |  |  | 1 |  | 0 | 0 | 5 | 0 | 0 | 0 | 0 | 0 |  |  |  | 0
R055 | Item 5 | Valves | 12" MJ x flange resilient-wedge gate valve | EA | 1 | — | 3181.88 | — | 3434.76 | — | 3181.88 | — | 3434.76 | 3181.88 | HD Fowler | 7.948% | 252.88 | 2 | Like-for-like | OK |  |  | 1 |  | 1 |  | 1 |  | 2 | 0 | 1 | 0 | 4 | 3181.88 | 3181.88 | 3181.88 | 3434.76 | 252.8801 | 3434.76 | Scholzen | 3181.88 | HD Fowler
R056 | Item 5 | Valves | 12" flange x flange resilient-wedge gate valve | EA | 1 | — | 3303.65 | — | 3662.26 | — | 3303.65 | — | 3662.26 | 3303.65 | HD Fowler | 10.85% | 358.61 | 2 | Like-for-like | OK |  |  | 1 |  | 1 |  | 1 |  | 2 | 0 | 1 | 0 | 4 | 3303.65 | 3303.65 | 3303.65 | 3662.26 | 358.6101 | 3662.26 | Scholzen | 3303.65 | HD Fowler
R057 | Item 5 | Valve boxes | Valve box set (base + top + lid) - pump discharge gate valves | EA | 2 | — | 145.33 | — | 141.45 | — | 290.66 | — | 282.9 | 141.45 | Scholzen | 2.743% | 7.76 | 2 | Like-for-like | OK | H priced base / top / lid separately; S priced a complete kit. |  | 2 |  | 2 |  | 2 |  | 1 | 0 | 4 | 0 | 1 | 282.9 | 290.66 | 282.9 | 282.9 | 7.7601 | 145.33 | HD Fowler | 282.9 | Scholzen
R058 | Item 5 | Air-vac assemblies | 2" combination air / vacuum valve | EA | 2 | 1232.38 | 1162.47 | 1189.74 | 1181.13 | 2464.76 | 2324.94 | 2379.48 | 2362.26 | 1162.47 | HD Fowler | 6.014% | 139.82 | 4 | Alt spec – verify | Qty differs | Brands differ (Crispin/APCO/Val-Matic type); Mountainland's 2nd valve is a Cla-Val (separate row). | 2 | 2 | 1 | 2 | 4 | 1 | 3 | 2 | 4 | 1 | 3 | 2 | 2464.76 | 2324.94 | 2379.48 | 2362.26 | 139.8201 | 1232.38 | Ferguson | 2324.94 | HD Fowler
R059 | Item 5 | Air-vac assemblies | 2" Cla-Val 33A combination air valve | EA | 1 | — | — | 1444.41 | — | — | — | 1444.41 | — | 1444.41 | Mountainland | — | — | 1 | Single quote |  |  |  |  | 1 |  |  |  | 1 |  | 0 | 0 | 5 | 0 | 0 | 0 | 0 | 0 |  |  |  | 0
R060 | Item 5 | Valves | 2" ball valve - 316 stainless, threaded | EA | 2 | 405.66 | 131.97 | — | — | 811.32 | 263.94 | — | — | 131.97 | HD Fowler | 207.4% | 547.38 | 2 | Alt spec – verify | OK | F = 1000# 2-piece full-port w/ locking lever; H = standard-port 316 SS. | 2 | 2 |  |  | 2 | 1 |  |  | 4 | 1 | 0 | 0 | 811.32 | 263.94 | 263.94 | 263.94 | 547.3801 | 405.66 | Ferguson | 263.94 | HD Fowler
R061 | Item 5 | Valves | 2" ball valve - brass (lead-free), threaded | EA | 2 | — | — | 106.31 | 101.72 | — | — | 212.62 | 203.44 | 101.72 | Scholzen | 4.512% | 9.18 | 2 | Like-for-like | OK |  |  |  | 2 | 2 |  |  | 2 | 1 | 0 | 0 | 4 | 1 | 203.44 | 203.44 | 212.62 | 203.44 | 9.1801 | 106.31 | Mountainland | 203.44 | Scholzen
R062 | Item 5 | Valves | 1" ball valve - 316 stainless | EA | 2 | 132.26 | 45.81 | — | — | 264.52 | 91.62 | — | — | 45.81 | HD Fowler | 188.7% | 172.9 | 2 | Alt spec – verify | Qty differs | F = 1000# full-port w/ locking lever; H = standard-port 316 SS. | 2 | 1 |  |  | 2 | 1 |  |  | 4 | 1 | 0 | 0 | 264.52 | 91.62 | 91.62 | 91.62 | 172.9001 | 132.26 | Ferguson | 91.62 | HD Fowler
R063 | Item 5 | Valves | 1" ball valve - brass (lead-free) | EA | 1 | — | — | 31.91 | — | — | — | 31.91 | — | 31.91 | Mountainland | — | — | 1 | Single quote |  |  |  |  | 1 |  |  |  | 1 |  | 0 | 0 | 5 | 0 | 0 | 0 | 0 | 0 |  |  |  | 0
R064 | Item 5 | Valves | 1/2" ball valve, threaded brass | EA | 2 | — | — | — | 9.97 | — | — | — | 19.94 | 9.97 | Scholzen | — | — | 1 | Single quote | [5 empty] | 2 |  |  |  | 1 | 0 | 0 | 0 | 5 | 0 | 0 | 0 | 0 |  |  |  | 0
R065 | Item 5 | Valves | 1/2" Watts LF25AUB-Z3 pressure regulator | EA | 2 | — | — | — | 250.5 | — | — | — | 501 | 250.5 | Scholzen | — | — | 1 | Single quote | [5 empty] | 2 |  |  |  | 1 | 0 | 0 | 0 | 5 | 0 | 0 | 0 | 0 |  |  |  | 0
R066 | Item 5 | Valves | 3/4" vacuum breaker (hose) | EA | 2 | — | — | — | 24.96 | — | — | — | 49.92 | 24.96 | Scholzen | — | — | 1 | Single quote | [5 empty] | 2 |  |  |  | 1 | 0 | 0 | 0 | 5 | 0 | 0 | 0 | 0 |  |  |  | 0
R067 | Item 5 | Valves | 3/4" MIP hose bib | EA | 2 | — | — | — | 18.99 | — | — | — | 37.98 | 18.99 | Scholzen | — | — | 1 | Single quote | [5 empty] | 2 |  |  |  | 1 | 0 | 0 | 0 | 5 | 0 | 0 | 0 | 0 |  |  |  | 0
R068 | Item 5 | Valves | 2" curb stop / ball valve (meter vault) | EA | 1 | 435.11 | 352.89 | 365.89 | 417.45 | 435.11 | 352.89 | 365.89 | 417.45 | 352.89 | HD Fowler | 23.3% | 82.22 | 4 | Alt spec – verify | OK | Ford B88/B11/FB1700 variants - confirm the meter-vault valve model in the spec. | 1 | 1 | 1 | 1 | 4 | 1 | 2 | 3 | 4 | 1 | 2 | 3 | 435.11 | 352.89 | 365.89 | 417.45 | 82.2201 | 435.11 | Ferguson | 352.89 | HD Fowler
R069 | Item 5 | Valves | Curb-stop handle (meter vault) | EA | 1 | 1871.76 | — | — | 40.02 | 1871.76 | — | — | 40.02 | 40.02 | Scholzen | 4577% | 1831.74 | 2 | Like-for-like | OK | Ferguson's $1,871.76 looks like a pricing error vs. Scholzen's $40.02. | 1 |  |  | 1 | 2 |  |  | 1 | 4 | 0 | 0 | 1 | 1871.76 | 40.02 | 40.02 | 40.02 | 1831.7401 | 1871.76 | Ferguson | 40.02 | Scholzen
R070 | Item 5 | Valves | 2" basket strainer (meter vault) | EA | 1 | — | — | 687.5 | — | — | — | 687.5 | — | 687.5 | Mountainland | — | — | 1 | Single quote |  | HD Fowler: 'basket strainer & water meter supplied by owner' (no bid). |  |  | 1 |  |  |  | 1 |  | 0 | 0 | 5 | 0 | 0 | 0 | 0 | 0 |  |  |  | 0
R071 | Item 5 | Joint restraints | 16" MJ restraint - for PVC pipe | EA | 2 | 232.95 | 345.91 | 241.18 | 399.53 | 465.9 | 691.82 | 482.36 | 799.06 | 232.95 | Ferguson | 71.51% | 333.16 | 4 | Alt spec – verify | Qty differs | Ferguson line is tagged '*CVR*' (its 16" Stargrip elsewhere is $350.06). | 1 | 2 | 1 | 2 | 1 | 3 | 2 | 4 | 1 | 3 | 2 | 4 | 465.9 | 691.82 | 482.36 | 799.06 | 333.1601 | 399.53 | Scholzen | 465.9 | Ferguson
R072 | Item 5 | Joint restraints | 16" MJ restraint - for DI pipe | EA | 2 | 276.46 | — | 234.95 | 315.53 | 552.92 | — | 469.9 | 631.06 | 234.95 | Mountainland | 34.3% | 161.16 | 3 | Like-for-like | Qty differs |  | 1 |  | 2 | 2 | 2 |  | 1 | 3 | 2 | 0 | 1 | 4 | 552.92 | 469.9 | 469.9 | 631.06 | 161.1601 | 315.53 | Scholzen | 469.9 | Mountainland
R073 | Item 5 | Joint restraints | 12" MJ restraint - for PVC pipe | EA | 6 | 169.74 | 167.73 | 136.47 | 193.73 | 1018.44 | 1006.38 | 818.82 | 1162.38 | 136.47 | Mountainland | 41.96% | 343.56 | 4 | Like-for-like | Qty differs |  | 2 | 10 | 1 | 6 | 3 | 2 | 1 | 4 | 3 | 2 | 1 | 4 | 1018.44 | 1006.38 | 818.82 | 1162.38 | 343.5601 | 193.73 | Scholzen | 818.82 | Mountainland
R074 | Item 5 | Joint restraints | 12" MJ restraint - for DI pipe | EA | 6 | 154.1 | — | 134.1175 | 175.88 | 924.6 | — | 804.705 | 1055.28 | 134.1175 | Mountainland | 31.14% | 250.575 | 3 | Like-for-like | Qty differs |  | 13 |  | 4 | 6 | 2 |  | 1 | 3 | 2 | 0 | 1 | 4 | 924.6 | 804.705 | 804.705 | 1055.28 | 250.5751 | 175.88 | Scholzen | 804.705 | Mountainland
R075 | Item 5 | Joint restraints | 4" MJ restraint - for PVC pipe | EA | 1 | 57.6 | — | 65.54 | 63 | 57.6 | — | 65.54 | 63 | 57.6 | Ferguson | 13.78% | 7.94 | 3 | Like-for-like | Qty differs |  | 2 |  | 1 | 1 | 1 |  | 3 | 2 | 1 | 0 | 4 | 2 | 57.6 | 57.6 | 65.54 | 63 | 7.9401 | 65.54 | Mountainland | 57.6 | Ferguson
R076 | Item 5 | Joint restraints | 4" MJ restraint - for DI pipe | EA | 1 | — | — | — | 54.6 | — | — | — | 54.6 | 54.6 | Scholzen | — | — | 1 | Single quote | [5 empty] | 1 |  |  |  | 1 | 0 | 0 | 0 | 5 | 0 | 0 | 0 | 0 |  |  |  | 0
R077 | Item 5 | Flange bolts & gaskets | 16" flange bolt & gasket set | SET | 7 | 138.15 | 153.53 | 64.2833 | 124 | 967.05 | 1074.71 | 449.9833 | 868 | 64.2833 | Mountainland | 138.8% | 624.7267 | 4 | Alt spec – verify | Qty differs | F & H = full-face NSF-61 gasket + bolt kit priced separately; M = bolt pack w/ red-rubber ring gasket. | 6 | 7 | 6 | 7 | 3 | 4 | 1 | 2 | 3 | 4 | 1 | 2 | 967.05 | 1074.71 | 449.9833 | 868 | 624.7268 | 153.53 | HD Fowler | 449.9833 | Mountainland
R078 | Item 5 | Flange bolts & gaskets | 12" flange bolt & gasket set | SET | 8 | 71.29 | 59.98 | 35.06 | 58.13 | 570.32 | 479.84 | 280.48 | 465.04 | 35.06 | Mountainland | 103.3% | 289.84 | 4 | Alt spec – verify | Qty differs | see 16" set. Ferguson gasket qty (8) = bolt-set qty (8). | 8 | 10 | 3 | 8 | 4 | 3 | 1 | 2 | 4 | 3 | 1 | 2 | 570.32 | 479.84 | 280.48 | 465.04 | 289.8401 | 71.29 | Ferguson | 280.48 | Mountainland
R079 | Item 5 | Flange bolts & gaskets | 10" flange bolt & gasket set | SET | 12 | 65.74 | 58.44 | 29.925 | 46.5 | 788.88 | 701.28 | 359.1 | 558 | 29.925 | Mountainland | 119.7% | 429.78 | 4 | Alt spec – verify | Qty differs |  | 14 | 12 | 12 | 12 | 4 | 3 | 1 | 2 | 4 | 3 | 1 | 2 | 788.88 | 701.28 | 359.1 | 558 | 429.7801 | 65.74 | Ferguson | 359.1 | Mountainland
R080 | Item 5 | Flange bolts & gaskets | 8" flange bolt & gasket set | SET | 7 | 39.21 | 31.43 | 15.3133 | 39.38 | 274.47 | 220.01 | 107.1933 | 275.66 | 15.3133 | Mountainland | 157.2% | 168.4667 | 4 | Alt spec – verify | Qty differs | ALT SPEC. HD Fowler listed 7 gaskets but only 3 standard bolt kits (+2 BFV lug kits). | 7 | 7 | 6 | 5 | 3 | 2 | 1 | 4 | 3 | 2 | 1 | 4 | 274.47 | 220.01 | 107.1933 | 275.66 | 168.4668 | 39.38 | Scholzen | 107.1933 | Mountainland
R081 | Item 5 | Flange bolts & gaskets | 8" butterfly-valve lug bolt set (long bolts) | SET | 2 | 34.57 | 33.27 | — | — | 69.14 | 66.54 | — | — | 33.27 | HD Fowler | 3.907% | 2.6 | 2 | Like-for-like | OK |  | 2 | 2 |  |  | 2 | 1 |  |  | 4 | 1 | 0 | 0 | 69.14 | 66.54 | 66.54 | 66.54 | 2.6001 | 34.57 | Ferguson | 66.54 | HD Fowler
R082 | Item 5 | Flange bolts & gaskets | 4" flange bolt pack | SET | 1 | — | — | 9.74 | — | — | — | 9.74 | — | 9.74 | Mountainland | — | — | 1 | Single quote |  |  |  |  | 1 |  |  |  | 1 |  | 0 | 0 | 5 | 0 | 0 | 0 | 0 | 0 |  |  |  | 0
R083 | Item 5 | Supports, sleeves & seals | 12" pipe support | EA | 1 | 168.89 | — | 671.64 | 585 | 168.89 | — | 671.64 | 585 | 168.89 | Ferguson | 297.7% | 502.75 | 3 | Alt spec – verify | OK | F = adjustable pipe support; M = S-9212 zinc-plated; S = Anvil 259 — different support types. HD Fowler: all pipe supports/hangers 'by others'. | 1 |  | 1 | 1 | 1 |  | 3 | 2 | 1 | 0 | 4 | 2 | 168.89 | 168.89 | 671.64 | 585 | 502.7501 | 671.64 | Mountainland | 168.89 | Ferguson
R084 | Item 5 | Supports, sleeves & seals | 10" J-hanger | EA | 2 | — | — | 104.74 | — | — | — | 209.48 | — | 104.74 | Mountainland | — | — | 1 | Single quote |  |  |  |  | 2 |  |  |  | 1 |  | 0 | 0 | 5 | 0 | 0 | 0 | 0 | 0 |  |  |  | 0
R085 | Item 5 | Supports, sleeves & seals | Wall sleeve for 12" pipe (vault wall) | EA | 2 | — | — | 1575 | 2493 | — | — | 3150 | 4986 | 1575 | Mountainland | 58.29% | 1836 | 2 | Alt spec – verify | OK | M = 16" x 1' HDG sleeve; S = 12" x 6" galvanized wall sleeve. |  |  | 2 | 2 |  |  | 1 | 2 | 0 | 0 | 1 | 4 | 3150 | 3150 | 3150 | 4986 | 1836.0001 | 2493 | Scholzen | 3150 | Mountainland
R086 | Item 5 | Supports, sleeves & seals | Link-Seal LS-575-S (EPDM / 316SS) | EA | 60 | — | 45.92 | — | — | — | 2755.2 | — | — | 45.92 | HD Fowler | — | — | 1 | Single quote |  |  |  | 60 |  |  |  | 1 |  |  | 0 | 5 | 0 | 0 | 0 | 0 | 0 | 0 |  |  |  | 0
R087 | Item 5 | Supports, sleeves & seals | Link-Seal LS-360-C (EPDM) | EA | 42 | — | — | 24.7014 | — | — | — | 1037.46 | — | 24.7014 | Mountainland | — | — | 1 | Single quote |  |  |  |  | 42 |  |  |  | 1 |  | 0 | 0 | 5 | 0 | 0 | 0 | 0 | 0 |  |  |  | 0
R088 | Item 5 | Supports, sleeves & seals | Link-Seal LS-325 S316 (14 links/sleeve) | EA | 28 | — | — | — | 25 | — | — | — | 700 | 25 | Scholzen | — | — | 1 | Single quote | [5 empty] | 28 |  |  |  | 1 | 0 | 0 | 0 | 5 | 0 | 0 | 0 | 0 |  |  |  | 0
R089 | Item 5 | Small piping & fittings | 2" Sch 80 PVC pipe | FT | 80 | 7.014 | 1.76 | 4.416 | 2.1 | 561.12 | 140.8 | 353.28 | 168 | 1.76 | HD Fowler | 298.5% | 420.32 | 4 | Like-for-like | Qty differs | Ferguson priced this same pipe at $7.014/ft here but $3.507/ft in Item 12. | 80 | 100 | 80 | 80 | 4 | 1 | 3 | 2 | 4 | 1 | 3 | 2 | 561.12 | 140.8 | 353.28 | 168 | 420.3201 | 7.014 | Ferguson | 140.8 | HD Fowler
R090 | Item 5 | Small piping & fittings | 2" Sch 40 PVC pipe | FT | 20 | 0.988 | — | — | — | 19.76 | — | — | — | 0.988 | Ferguson | — | — | 1 | Single quote |  |  | 20 |  |  |  | 1 |  |  |  | 5 | 0 | 0 | 0 | 0 | 0 | 0 | 0 |  |  |  | 0
R091 | Item 5 | Small piping & fittings | 4" Sch 80 PVC pipe | FT | 80 | 20.977 | 4.88 | — | 6.29 | 1678.16 | 390.4 | — | 503.2 | 4.88 | HD Fowler | 329.9% | 1287.76 | 3 | Like-for-like | Qty differs | Ferguson's $20.98/ft is 3-4x the others - verify. | 80 | 120 |  | 80 | 3 | 1 |  | 2 | 4 | 1 | 0 | 2 | 1678.16 | 390.4 | 390.4 | 503.2 | 1287.7601 | 20.977 | Ferguson | 390.4 | HD Fowler
R092 | Item 5 | Small piping & fittings | 4" Sch 40 PVC pipe | FT | 100 | 2.7295 | — | 2.8414 | — | 272.95 | — | 284.14 | — | 2.7295 | Ferguson | 4.1% | 11.19 | 2 | Like-for-like | Qty differs |  | 40 |  | 100 |  | 1 |  | 2 |  | 1 | 0 | 4 | 0 | 272.95 | 272.95 | 284.14 | 272.95 | 11.1901 | 2.8414 | Mountainland | 272.95 | Ferguson
R093 | Item 5 | Small piping & fittings | 2" Sch 40 galvanized T&C pipe | FT | 21 | — | — | — | 12.2 | — | — | — | 256.2 | 12.2 | Scholzen | — | — | 1 | Single quote | [5 empty] | 21 |  |  |  | 1 | 0 | 0 | 0 | 5 | 0 | 0 | 0 | 0 |  |  |  | 0
R094 | Item 5 | Small piping & fittings | 2" Sch 80 galvanized steel pipe | FT | 42 | — | 8.44 | — | — | — | 354.48 | — | — | 8.44 | HD Fowler | — | — | 1 | Single quote |  |  |  | 42 |  |  |  | 1 |  |  | 0 | 5 | 0 | 0 | 0 | 0 | 0 | 0 |  |  |  | 0
R095 | Item 5 | Small piping & fittings | 4" PVC 90° elbow | EA | 2 | 17.7 | 21.41 | 20.0867 | 30.08 | 35.4 | 42.82 | 40.1733 | 60.16 | 17.7 | Ferguson | 69.94% | 24.76 | 4 | Alt spec – verify | Qty differs | F = DWV, M = Sch 40, H & S = Sch 80. | 2 | 2 | 3 | 4 | 1 | 3 | 2 | 4 | 1 | 3 | 2 | 4 | 35.4 | 42.82 | 40.1733 | 60.16 | 24.7601 | 30.08 | Scholzen | 35.4 | Ferguson
R096 | Item 5 | Small piping & fittings | 4" PVC 45° elbow | EA | 2 | 11.96 | 58.13 | — | 81.68 | 23.92 | 116.26 | — | 163.36 | 11.96 | Ferguson | 582.9% | 139.44 | 3 | Alt spec – verify | OK | F = DWV; H & S = Sch 80. | 2 | 2 |  | 2 | 1 | 2 |  | 3 | 1 | 2 | 0 | 4 | 23.92 | 116.26 | 23.92 | 163.36 | 139.4401 | 81.68 | Scholzen | 23.92 | Ferguson
R097 | Item 5 | Small piping & fittings | 4" PVC tee (Sch 80) | EA | 2 | — | 30 | — | 42.16 | — | 60 | — | 84.32 | 30 | HD Fowler | 40.53% | 24.32 | 2 | Like-for-like | Qty differs |  |  | 1 |  | 2 |  | 1 |  | 2 | 0 | 1 | 0 | 4 | 60 | 60 | 60 | 84.32 | 24.3201 | 42.16 | Scholzen | 60 | HD Fowler
R098 | Item 5 | Small piping & fittings | 4" PVC cross | EA | 1 | — | 48.31 | 34.65 | — | — | 48.31 | 34.65 | — | 34.65 | Mountainland | 39.42% | 13.66 | 2 | Alt spec – verify | OK | H = Sch 80, M = Sch 40. |  | 1 | 1 |  |  | 2 | 1 |  | 0 | 4 | 1 | 0 | 34.65 | 48.31 | 34.65 | 34.65 | 13.6601 | 48.31 | HD Fowler | 34.65 | Mountainland
R099 | Item 5 | Small piping & fittings | 4" DWV combination wye | EA | 3 | 36.04 | — | — | — | 108.12 | — | — | — | 36.04 | Ferguson | — | — | 1 | Single quote |  |  | 3 |  |  |  | 1 |  |  |  | 5 | 0 | 0 | 0 | 0 | 0 | 0 | 0 |  |  |  | 0
R100 | Item 5 | Small piping & fittings | 4" DWV 2-way cleanout tee | EA | 1 | 31.68 | — | — | — | 31.68 | — | — | — | 31.68 | Ferguson | — | — | 1 | Single quote |  |  | 1 |  |  |  | 1 |  |  |  | 5 | 0 | 0 | 0 | 0 | 0 | 0 | 0 |  |  |  | 0
R101 | Item 5 | Small piping & fittings | 4" x 2" PVC bushing | EA | 1 | 10.73 | 29.11 | — | — | 10.73 | 29.11 | — | — | 10.73 | Ferguson | 171.3% | 18.38 | 2 | Alt spec – verify | OK | F = DWV, H = Sch 80. | 1 | 1 |  |  | 1 | 2 |  |  | 1 | 4 | 0 | 0 | 10.73 | 29.11 | 10.73 | 10.73 | 18.3801 | 29.11 | HD Fowler | 10.73 | Ferguson
R102 | Item 5 | Small piping & fittings | 4" PVC coupling (Sch 80) | EA | 1 | — | 23.57 | — | — | — | 23.57 | — | — | 23.57 | HD Fowler | — | — | 1 | Single quote |  |  |  | 1 |  |  |  | 1 |  |  | 0 | 5 | 0 | 0 | 0 | 0 | 0 | 0 |  |  |  | 0
R103 | Item 5 | Small piping & fittings | 4" coupling (no-hub / strong-back) | EA | 4 | 10.85 | 29.28 | — | — | 43.4 | 117.12 | — | — | 10.85 | Ferguson | 169.9% | 73.72 | 2 | Alt spec – verify | Qty differs | F = standard no-hub; H = Fernco strong-back. | 4 | 3 |  |  | 1 | 2 |  |  | 1 | 4 | 0 | 0 | 43.4 | 117.12 | 43.4 | 43.4 | 73.7201 | 29.28 | HD Fowler | 43.4 | Ferguson
R104 | Item 5 | Small piping & fittings | 4" Macro wide-range coupling (Romac) | EA | 1 | — | 378.56 | — | — | — | 378.56 | — | — | 378.56 | HD Fowler | — | — | 1 | Single quote |  |  |  | 1 |  |  |  | 1 |  |  | 0 | 5 | 0 | 0 | 0 | 0 | 0 | 0 |  |  |  | 0
R105 | Item 5 | Small piping & fittings | 3/4" PVC Sch 40 tee (as quoted) | EA | 1 | — | — | 0.73 | — | — | — | 0.73 | — | 0.73 | Mountainland | — | — | 1 | Single quote |  | Mountainland's line is 3/4" (part 401-007) - likely a size error vs. the 4" fittings. |  |  | 1 |  |  |  | 1 |  | 0 | 0 | 5 | 0 | 0 | 0 | 0 | 0 |  |  |  | 0
R106 | Item 5 | Small piping & fittings | 2" PVC 90° elbow (drain) | EA | 1 | 4.07 | 4.44 | — | — | 4.07 | 4.44 | — | — | 4.07 | Ferguson | 9.091% | 0.37 | 2 | Alt spec – verify | OK | F = DWV, H = Sch 80. | 1 | 1 |  |  | 1 | 2 |  |  | 1 | 4 | 0 | 0 | 4.07 | 4.44 | 4.07 | 4.07 | 0.37011 | 4.44 | HD Fowler | 4.07 | Ferguson
R107 | Item 5 | Small piping & fittings | 2" PVC Sch 80 45° elbow | EA | 2 | 22.1 | 12.63 | 14.69 | 17.75 | 44.2 | 25.26 | 29.38 | 35.5 | 12.63 | HD Fowler | 74.98% | 18.94 | 4 | Like-for-like | Qty differs |  | 2 | 2 | 1 | 2 | 4 | 1 | 2 | 3 | 4 | 1 | 2 | 3 | 44.2 | 25.26 | 29.38 | 35.5 | 18.9401 | 22.1 | Ferguson | 25.26 | HD Fowler
R108 | Item 5 | Small piping & fittings | 2" PVC male adapter (SxT) | EA | 1 | — | 14.71 | — | — | — | 14.71 | — | — | 14.71 | HD Fowler | — | — | 1 | Single quote |  |  |  | 1 |  |  |  | 1 |  |  | 0 | 5 | 0 | 0 | 0 | 0 | 0 | 0 |  |  |  | 0
R109 | Item 5 | Small piping & fittings | 2" PVC female adapter (SocxFP) | EA | 1 | — | — | — | 27.1 | — | — | — | 27.1 | 27.1 | Scholzen | — | — | 1 | Single quote | [5 empty] | 1 |  |  |  | 1 | 0 | 0 | 0 | 5 | 0 | 0 | 0 | 0 |  |  |  | 0
R110 | Item 5 | Small piping & fittings | 2" pack-joint x PVC adapter / coupling (meter vault) | EA | 1 | 150.41 | — | — | 149.97 | 150.41 | — | — | 149.97 | 149.97 | Scholzen | 0.2934% | 0.44 | 2 | Like-for-like | OK |  | 1 |  |  | 1 | 2 |  |  | 1 | 4 | 0 | 0 | 1 | 150.41 | 149.97 | 149.97 | 149.97 | 0.44012 | 150.41 | Ferguson | 149.97 | Scholzen
R111 | Item 5 | Small piping & fittings | 4" floor drain | EA | 4 | 434.52 | 372.41 | 481.9733 | 144.28 | 1738.08 | 1489.64 | 1927.8933 | 577.12 | 144.28 | Scholzen | 234.1% | 1350.7733 | 4 | Alt spec – verify | Qty differs | Scholzen's Zurn Z415 is a light-duty drain ($144 vs $372-$482) - not equal to the others. | 4 | 4 | 3 | 3 | 3 | 2 | 4 | 1 | 3 | 2 | 4 | 1 | 1738.08 | 1489.64 | 1927.8933 | 577.12 | 1350.7735 | 481.9733 | Mountainland | 577.12 | Scholzen
R112 | Item 5 | Small piping & fittings | 4" vent / drain screen | EA | 1 | — | 70 | 281.25 | 96 | — | 70 | 281.25 | 96 | 70 | HD Fowler | 301.8% | 211.25 | 3 | Alt spec – verify | OK | M = 4" DI flange screen; S = rodent screen for IPS pipe. |  | 1 | 1 | 1 |  | 1 | 3 | 2 | 0 | 1 | 4 | 2 | 70 | 70 | 281.25 | 96 | 211.2501 | 281.25 | Mountainland | 70 | HD Fowler
R113 | Item 5 | Air-vac assemblies | 2" air-vac / vent screen | EA | 2 | 44.4 | 58.75 | 64.285 | 63.33 | 88.8 | 117.5 | 128.57 | 126.66 | 44.4 | Ferguson | 44.79% | 39.77 | 4 | Alt spec – verify | Qty differs | Ferguson 20-mesh bug screen; others SS mesh / rodent screens. | 2 | 3 | 2 | 1 | 1 | 2 | 4 | 3 | 1 | 2 | 4 | 3 | 88.8 | 117.5 | 128.57 | 126.66 | 39.7701 | 64.285 | Mountainland | 88.8 | Ferguson
R114 | Item 5 | Air-vac assemblies | 2" galvanized 90° elbow | EA | 4 | 36.06 | 10.17 | 12.04 | 8.65 | 144.24 | 40.68 | 48.16 | 34.6 | 8.65 | Scholzen | 316.9% | 109.64 | 4 | Alt spec – verify | OK | F = malleable 150#, H = Sch 40 galv. | 4 | 4 | 4 | 4 | 4 | 2 | 3 | 1 | 4 | 2 | 3 | 1 | 144.24 | 40.68 | 48.16 | 34.6 | 109.6401 | 36.06 | Ferguson | 34.6 | Scholzen
R115 | Item 5 | Air-vac assemblies | 2" x 3" galvanized nipple | EA | 6 | — | 3.69 | — | 3.02 | — | 22.14 | — | 18.12 | 3.02 | Scholzen | 22.19% | 4.02 | 2 | Like-for-like | Qty differs |  |  | 5 |  | 6 |  | 2 |  | 1 | 0 | 4 | 0 | 1 | 18.12 | 22.14 | 18.12 | 18.12 | 4.0201 | 3.69 | HD Fowler | 18.12 | Scholzen
R116 | Item 5 | Air-vac assemblies | 2" x 4" galvanized nipple | EA | 2 | 24.25 | — | 8.01 | — | 48.5 | — | 16.02 | — | 8.01 | Mountainland | 202.7% | 32.48 | 2 | Like-for-like | OK | Ferguson's $24.25 is brass-nipple money (Mountainland's 2" x 3" brass nipple is $24.25) — verify. | 2 |  | 2 |  | 2 |  | 1 |  | 4 | 0 | 1 | 0 | 48.5 | 16.02 | 16.02 | 16.02 | 32.4801 | 24.25 | Ferguson | 16.02 | Mountainland
R117 | Item 5 | Air-vac assemblies | 2" x 6" galvanized nipple | EA | 2 | — | — | 11.885 | — | — | — | 23.77 | — | 11.885 | Mountainland | — | — | 1 | Single quote |  |  |  |  | 2 |  |  |  | 1 |  | 0 | 0 | 5 | 0 | 0 | 0 | 0 | 0 |  |  |  | 0
R118 | Item 5 | Air-vac assemblies | 2" x 12" galvanized nipple | EA | 2 | 78.61 | — | — | — | 157.22 | — | — | — | 78.61 | Ferguson | — | — | 1 | Single quote |  |  | 2 |  |  |  | 1 |  |  |  | 5 | 0 | 0 | 0 | 0 | 0 | 0 | 0 |  |  |  | 0
R119 | Item 5 | Air-vac assemblies | 2" x 24" galvanized nipple / pipe | EA | 2 | — | — | 29.88 | 59.62 | — | — | 59.76 | 119.24 | 29.88 | Mountainland | 99.53% | 59.48 | 2 | Like-for-like | Qty differs |  |  |  | 1 | 2 |  |  | 1 | 2 | 0 | 0 | 1 | 4 | 59.76 | 59.76 | 59.76 | 119.24 | 59.4801 | 59.62 | Scholzen | 59.76 | Mountainland
R120 | Item 5 | Air-vac assemblies | 2" x 36" galvanized pipe | EA | 5 | 45.56 | — | 44 | — | 227.8 | — | 220 | — | 44 | Mountainland | 3.545% | 7.8 | 2 | Alt spec – verify | Qty differs | F = Ready-Cut pipe; M = welded nipple. | 5 |  | 1 |  | 2 |  | 1 |  | 4 | 0 | 1 | 0 | 227.8 | 220 | 220 | 220 | 7.8001 | 45.56 | Ferguson | 220 | Mountainland
R121 | Item 5 | Air-vac assemblies | 2" x 48" galvanized Ready-Cut pipe | EA | 2 | 59.2 | — | — | — | 118.4 | — | — | — | 59.2 | Ferguson | — | — | 1 | Single quote |  |  | 2 |  |  |  | 1 |  |  |  | 5 | 0 | 0 | 0 | 0 | 0 | 0 | 0 |  |  |  | 0
R122 | Item 5 | Air-vac assemblies | 2" x 60" galvanized nipple | EA | 2 | — | — | 65.705 | 107.49 | — | — | 131.41 | 214.98 | 65.705 | Mountainland | 63.59% | 83.57 | 2 | Like-for-like | OK |  |  |  | 2 | 2 |  |  | 1 | 2 | 0 | 0 | 1 | 4 | 131.41 | 131.41 | 131.41 | 214.98 | 83.5701 | 107.49 | Scholzen | 131.41 | Mountainland
R123 | Item 5 | Air-vac assemblies | 2" galvanized coupling | EA | 2 | — | — | 9.695 | — | — | — | 19.39 | — | 9.695 | Mountainland | — | — | 1 | Single quote |  |  |  |  | 2 |  |  |  | 1 |  | 0 | 0 | 5 | 0 | 0 | 0 | 0 | 0 |  |  |  | 0
R124 | Item 5 | Air-vac assemblies | 2" x 1" galvanized tee / reducing tee | EA | 3 | — | 13.9 | — | 12.52 | — | 41.7 | — | 37.56 | 12.52 | Scholzen | 11.02% | 4.14 | 2 | Like-for-like | Qty differs |  |  | 1 |  | 3 |  | 2 |  | 1 | 0 | 4 | 0 | 1 | 37.56 | 41.7 | 37.56 | 37.56 | 4.1401 | 13.9 | HD Fowler | 37.56 | Scholzen
R125 | Item 5 | Air-vac assemblies | 2" x 1" brass tee | EA | 1 | — | — | 73.17 | — | — | — | 73.17 | — | 73.17 | Mountainland | — | — | 1 | Single quote |  |  |  |  | 1 |  |  |  | 1 |  | 0 | 0 | 5 | 0 | 0 | 0 | 0 | 0 |  |  |  | 0
R126 | Item 5 | Air-vac assemblies | 2" x 3" brass nipple | EA | 7 | — | — | 24.25 | 20.5 | — | — | 169.75 | 143.5 | 20.5 | Scholzen | 18.29% | 26.25 | 2 | Like-for-like | Qty differs |  |  |  | 7 | 1 |  |  | 2 | 1 | 0 | 0 | 4 | 1 | 143.5 | 143.5 | 169.75 | 143.5 | 26.2501 | 24.25 | Mountainland | 143.5 | Scholzen
R127 | Item 5 | Air-vac assemblies | 1" nipple, 3"-4" long (galv / brass / SS) | EA | 1 | 10.44 | 1.88 | 10.8 | — | 10.44 | 1.88 | 10.8 | — | 1.88 | HD Fowler | 474.5% | 8.92 | 3 | Alt spec – verify | Qty differs | material differs (F 304L SS, H galv, M brass). | 2 | 1 | 1 |  | 2 | 1 | 3 |  | 2 | 1 | 4 | 0 | 10.44 | 1.88 | 10.8 | 1.88 | 8.9201 | 10.8 | Mountainland | 1.88 | HD Fowler
R128 | Item 5 | Air-vac assemblies | 2" 316 SS 150# threaded tee | EA | 2 | 112.7 | — | — | — | 225.4 | — | — | — | 112.7 | Ferguson | — | — | 1 | Single quote |  |  | 2 |  |  |  | 1 |  |  |  | 5 | 0 | 0 | 0 | 0 | 0 | 0 | 0 |  |  |  | 0
R129 | Item 5 | Air-vac assemblies | 2" x 1" 316 SS threaded bushing | EA | 2 | 60.9 | — | — | — | 121.8 | — | — | — | 60.9 | Ferguson | — | — | 1 | Single quote |  |  | 2 |  |  |  | 1 |  |  |  | 5 | 0 | 0 | 0 | 0 | 0 | 0 | 0 |  |  |  | 0
R130 | Item 5 | Air-vac assemblies | 2" x 4" 316L SS welded nipple | EA | 6 | 272.2 | — | — | — | 1633.2 | — | — | — | 272.2 | Ferguson | — | — | 1 | Single quote |  |  | 6 |  |  |  | 1 |  |  |  | 5 | 0 | 0 | 0 | 0 | 0 | 0 | 0 |  |  |  | 0
R131 | Item 5 | Air-vac assemblies | 1" MIP x CTS quick-joint adapter | EA | 1 | — | — | 27.12 | — | — | — | 27.12 | — | 27.12 | Mountainland | — | — | 1 | Single quote |  |  |  |  | 1 |  |  |  | 1 |  | 0 | 0 | 5 | 0 | 0 | 0 | 0 | 0 |  |  |  | 0
R132 | Item 5 | Air-vac assemblies | 1" CTS insert (SS) for PE pipe | EA | 1 | — | — | 2.31 | — | — | — | 2.31 | — | 2.31 | Mountainland | — | — | 1 | Single quote |  |  |  |  | 1 |  |  |  | 1 |  | 0 | 0 | 5 | 0 | 0 | 0 | 0 | 0 |  |  |  | 0
R133 | Item 5 | Air-vac assemblies | 1" CTS PE pipe | FT | 100 | — | — | 0.7582 | — | — | — | 75.82 | — | 0.7582 | Mountainland | — | — | 1 | Single quote |  |  |  |  | 100 |  |  |  | 1 |  | 0 | 0 | 5 | 0 | 0 | 0 | 0 | 0 |  |  |  | 0
R134 | Item 5 | Small piping & fittings | 1/2" sleeved PEX pipe | FT | 100 | — | — | — | 0.75 | — | — | — | 75 | 0.75 | Scholzen | — | — | 1 | Single quote | [5 empty] | 100 |  |  |  | 1 | 0 | 0 | 0 | 5 | 0 | 0 | 0 | 0 |  |  |  | 0
R135 | Item 5 | Small piping & fittings | 1/2" hard copper | FT | 20 | — | — | — | 2.36 | — | — | — | 47.2 | 2.36 | Scholzen | — | — | 1 | Single quote | [5 empty] | 20 |  |  |  | 1 | 0 | 0 | 0 | 5 | 0 | 0 | 0 | 0 |  |  |  | 0
R136 | Item 5 | Small piping & fittings | 3" x 12" black nipple | EA | 1 | — | — | — | 19.9 | — | — | — | 19.9 | 19.9 | Scholzen | — | — | 1 | Single quote | [5 empty] | 1 |  |  |  | 1 | 0 | 0 | 0 | 5 | 0 | 0 | 0 | 0 |  |  |  | 0
R137 | Item 5 | Small piping & fittings | 1" x 6" black nipple | EA | 1 | — | — | — | 2.73 | — | — | — | 2.73 | 2.73 | Scholzen | — | — | 1 | Single quote | [5 empty] | 1 |  |  |  | 1 | 0 | 0 | 0 | 5 | 0 | 0 | 0 | 0 |  |  |  | 0
R138 | Item 5 | Small piping & fittings | 1" black coupling | EA | 1 | — | — | — | 2 | — | — | — | 2 | 2 | Scholzen | — | — | 1 | Single quote | [5 empty] | 1 |  |  |  | 1 | 0 | 0 | 0 | 5 | 0 | 0 | 0 | 0 |  |  |  | 0
BID ITEM 6 — 6" C900 PVC pipeline
R139 | Item 6 | PVC / DI pipe | 6" C900 DR18 PVC pipe (gasketed) | FT | 560 | 8.06 | 8.26 | 8.4792 | 8.97 | 4513.6 | 4625.6 | 4748.33 | 5023.2 | 8.06 | Ferguson | 11.29% | 509.6 | 4 | Like-for-like | OK |  | 560 | 560 | 560 | 560 | 1 | 2 | 3 | 4 | 1 | 2 | 3 | 4 | 4513.6 | 4625.6 | 4748.33 | 5023.2 | 509.6001 | 8.97 | Scholzen | 4513.6 | Ferguson
R140 | Item 6 | Tracer wire & tape | 12-ga blue tracer wire | FT | 1000 | 0.37239 | 0.25672 | 0.297 | 0.39866 | 372.39 | 256.72 | 297 | 398.66 | 0.25672 | HD Fowler | 55.29% | 141.94 | 4 | Like-for-like | Qty differs | H priced by 500' roll, M by the foot; qty differences are roll-rounding. | 1000 | 1000 | 500 | 1000 | 3 | 1 | 2 | 4 | 3 | 1 | 2 | 4 | 372.39 | 256.72 | 297 | 398.66 | 141.9401 | 0.39866 | Scholzen | 256.72 | HD Fowler
R141 | Item 6 | Tracer wire & tape | 3" blue detectable water tape (1,000' roll) | EA | 1 | 39.71 | 47.6 | — | — | 39.71 | 47.6 | — | — | 39.71 | Ferguson | 19.87% | 7.89 | 2 | Like-for-like | OK |  | 1 | 1 |  |  | 1 | 2 |  |  | 1 | 4 | 0 | 0 | 39.71 | 47.6 | 39.71 | 39.71 | 7.8901 | 47.6 | HD Fowler | 39.71 | Ferguson
R142 | Item 6 | Joint restraints | 6" bell-joint restraint (pipe-to-pipe, C900) | EA | 18 | 85.95 | 71.83 | 62.7061 | 77.18 | 1547.1 | 1292.94 | 1128.71 | 1389.24 | 62.7061 | Mountainland | 37.07% | 418.39 | 4 | Alt spec – verify | Qty differs | Ferguson & Mountainland listed these under Item 9.1; HD Fowler priced but left qty to contractor (not in its total). | 16 |  | 18 | 18 | 4 | 2 | 1 | 3 | 4 | 2 | 1 | 3 | 1547.1 | 1292.94 | 1128.71 | 1389.24 | 418.3902 | 85.95 | Ferguson | 1128.71 | Mountainland
R143 | Item 6 | Ancillary (single supplier) | Polywrap bag, 4"-8" x 18' pipe (8 mil) | FT | 340 | — | 0.59 | — | — | — | 200.6 | — | — | 0.59 | HD Fowler | — | — | 1 | Single quote |  |  |  | 340 |  |  |  | 1 |  |  | 0 | 5 | 0 | 0 | 0 | 0 | 0 | 0 |  |  |  | 0
R144 | Item 6 | Ancillary (single supplier) | Poly-wrap tape 2" x 100' (10 mil) | RL | 5 | — | 6.64 | — | — | — | 33.2 | — | — | 6.64 | HD Fowler | — | — | 1 | Single quote |  |  |  | 5 |  |  |  | 1 |  |  | 0 | 5 | 0 | 0 | 0 | 0 | 0 | 0 |  |  |  | 0
R145 | Item 6 | Ancillary (single supplier) | Granular chlorine (HTH) 5-lb jug | EA | 2 | — | 42.82 | — | — | — | 85.64 | — | — | 42.82 | HD Fowler | — | — | 1 | Single quote |  |  |  | 2 |  |  |  | 1 |  |  | 0 | 5 | 0 | 0 | 0 | 0 | 0 | 0 |  |  |  | 0
R146 | Item 6 | Ancillary (single supplier) | Nevastane HD2T food-grade grease (42-lb pail) | EA | 1 | — | 647.81 | — | — | — | 647.81 | — | — | 647.81 | HD Fowler | — | — | 1 | Single quote |  | Priced, qty by contractor; not in HD Fowler's total. | [5 empty] | 1 |  |  | 0 | 5 | 0 | 0 | 0 | 0 | 0 | 0 |  |  |  | 0
BID ITEM 7 — 16" C900/C905 PVC pipeline
R147 | Item 7 | PVC / DI pipe | 16" DR18 PVC pipe (gasketed) | FT | 3000 | 35.9 | 38.83 | 38.601 | 36.35 | 107700 | 116490 | 115803.11 | 109050 | 35.9 | Ferguson | 8.162% | 8790 | 4 | Alt spec – verify | OK | Ferguson quoted C905; H, M & S quoted C900 (C905 is the correct spec for 16"). | 3000 | 3000 | 3000 | 3000 | 1 | 4 | 3 | 2 | 1 | 4 | 3 | 2 | 107700 | 116490 | 115803.11 | 109050 | 8790.0002 | 38.83 | HD Fowler | 107700 | Ferguson
R148 | Item 7 | Tracer wire & tape | 12-ga blue tracer wire | FT | 3500 | 0.37239 | 0.25672 | 0.297 | 0.39866 | 1303.36 | 898.52 | 1039.5 | 1395.31 | 0.25672 | HD Fowler | 55.29% | 496.79 | 4 | Like-for-like | Qty differs |  | 3500 | 3500 | 3000 | 3000 | 3 | 1 | 2 | 4 | 3 | 1 | 2 | 4 | 1303.36 | 898.52 | 1039.5 | 1395.31 | 496.7902 | 0.39866 | Scholzen | 898.52 | HD Fowler
R149 | Item 7 | Tracer wire & tape | 3" blue detectable water tape (1,000' roll) | EA | 4 | 39.71 | 47.6 | — | — | 158.84 | 190.4 | — | — | 39.71 | Ferguson | 19.87% | 31.56 | 2 | Like-for-like | OK |  | 4 | 4 |  |  | 1 | 2 |  |  | 1 | 4 | 0 | 0 | 158.84 | 190.4 | 158.84 | 158.84 | 31.5602 | 47.6 | HD Fowler | 158.84 | Ferguson
R150 | Item 7 | Joint restraints | 16" bell-joint restraint (pipe-to-pipe, C900/C905) | EA | 89 | 677.79 | 528.22 | 408.4823 | 408.48 | 60323.31 | 47011.58 | 36354.9277 | 36354.72 | 408.48 | Scholzen | 65.93% | 23968.59 | 4 | Alt spec – verify | Qty differs | Ferguson & Mountainland listed these under Item 9.4; HD Fowler priced but left qty to contractor (not in its total). | 89 |  | 90 | 88 | 4 | 3 | 2 | 1 | 4 | 3 | 2 | 1 | 60323.31 | 47011.58 | 36354.9277 | 36354.72 | 23968.5902 | 677.79 | Ferguson | 36354.72 | Scholzen
R151 | Item 7 | DI fittings | 16" MJ cap | EA | 1 | — | 410.41 | — | — | — | 410.41 | — | — | 410.41 | HD Fowler | — | — | 1 | Single quote |  |  |  | 1 |  |  |  | 1 |  |  | 0 | 5 | 0 | 0 | 0 | 0 | 0 | 0 |  |  |  | 0
R152 | Item 7 | Ancillary (single supplier) | Polywrap bag, 14"-18" x 18' pipe (8 mil) | FT | 340 | — | 1.04 | — | — | — | 353.6 | — | — | 1.04 | HD Fowler | — | — | 1 | Single quote |  |  |  | 340 |  |  |  | 1 |  |  | 0 | 5 | 0 | 0 | 0 | 0 | 0 | 0 |  |  |  | 0
R153 | Item 7 | Ancillary (single supplier) | Poly-wrap tape 2" x 100' (10 mil) | RL | 5 | — | 6.64 | — | — | — | 33.2 | — | — | 6.64 | HD Fowler | — | — | 1 | Single quote |  |  |  | 5 |  |  |  | 1 |  |  | 0 | 5 | 0 | 0 | 0 | 0 | 0 | 0 |  |  |  | 0
R154 | Item 7 | Ancillary (single supplier) | Granular chlorine (HTH) 5-lb jug | EA | 9 | — | 42.82 | — | — | — | 385.38 | — | — | 42.82 | HD Fowler | — | — | 1 | Single quote |  |  |  | 9 |  |  |  | 1 |  |  | 0 | 5 | 0 | 0 | 0 | 0 | 0 | 0 |  |  |  | 0
R155 | Item 7 | Ancillary (single supplier) | Nevastane HD2T food-grade grease (42-lb pail) | EA | 1 | — | 647.81 | — | — | — | 647.81 | — | — | 647.81 | HD Fowler | — | — | 1 | Single quote |  | Priced, qty by contractor; not in HD Fowler's total. | [5 empty] | 1 |  |  | 0 | 5 | 0 | 0 | 0 | 0 | 0 | 0 |  |  |  | 0
BID ITEM 8 — 12" C900 PVC pipeline
R156 | Item 8 | PVC / DI pipe | 12" C900 DR18 PVC pipe (gasketed) | FT | 12500 | 28.64 | 30.07 | 30.0831 | 30.29 | 358000 | 375875 | 376038.42 | 378625 | 28.64 | Ferguson | 5.761% | 20625 | 4 | Like-for-like | OK |  | 12500 | 12500 | 12500 | 12500 | 1 | 2 | 3 | 4 | 1 | 2 | 3 | 4 | 358000 | 375875 | 376038.42 | 378625 | 20625.0002 | 30.29 | Scholzen | 358000 | Ferguson
R157 | Item 8 | Tracer wire & tape | 12-ga blue tracer wire | FT | 13000 | 0.37239 | 0.25672 | 0.297 | 0.39866 | 4841.07 | 3337.36 | 3861 | 5182.58 | 0.25672 | HD Fowler | 55.29% | 1845.22 | 4 | Like-for-like | Qty differs |  | 13000 | 13000 | 12500 | 12500 | 3 | 1 | 2 | 4 | 3 | 1 | 2 | 4 | 4841.07 | 3337.36 | 3861 | 5182.58 | 1845.2202 | 0.39866 | Scholzen | 3337.36 | HD Fowler
R158 | Item 8 | Tracer wire & tape | 3" blue detectable water tape (1,000' roll) | EA | 13 | 39.71 | 47.6 | — | — | 516.23 | 618.8 | — | — | 39.71 | Ferguson | 19.87% | 102.57 | 2 | Like-for-like | OK |  | 13 | 13 |  |  | 1 | 2 |  |  | 1 | 4 | 0 | 0 | 516.23 | 618.8 | 516.23 | 516.23 | 102.5702 | 47.6 | HD Fowler | 516.23 | Ferguson
R159 | Item 8 | Joint restraints | 12" bell-joint restraint (pipe-to-pipe, C900) | EA | 132 | 259.37 | 227.7 | 164.4824 | 164.48 | 34236.84 | 30056.4 | 21711.6757 | 21711.36 | 164.48 | Scholzen | 57.69% | 12525.48 | 4 | Alt spec – verify | Qty differs | Ferguson & Mountainland listed these under Item 9.3; HD Fowler priced but left qty to contractor (not in its total). | 154 |  | 92 | 132 | 4 | 3 | 2 | 1 | 4 | 3 | 2 | 1 | 34236.84 | 30056.4 | 21711.6757 | 21711.36 | 12525.4802 | 259.37 | Ferguson | 21711.36 | Scholzen
R160 | Item 8 | Ancillary (single supplier) | Polywrap bag, 14"-18" x 18' pipe (8 mil) | FT | 340 | — | 1.04 | — | — | — | 353.6 | — | — | 1.04 | HD Fowler | — | — | 1 | Single quote |  |  |  | 340 |  |  |  | 1 |  |  | 0 | 5 | 0 | 0 | 0 | 0 | 0 | 0 |  |  |  | 0
R161 | Item 8 | Ancillary (single supplier) | Poly-wrap tape 2" x 100' (10 mil) | RL | 5 | — | 6.64 | — | — | — | 33.2 | — | — | 6.64 | HD Fowler | — | — | 1 | Single quote |  |  |  | 5 |  |  |  | 1 |  |  | 0 | 5 | 0 | 0 | 0 | 0 | 0 | 0 |  |  |  | 0
R162 | Item 8 | Ancillary (single supplier) | Granular chlorine (HTH) 5-lb jug | EA | 25 | — | 42.82 | — | — | — | 1070.5 | — | — | 42.82 | HD Fowler | — | — | 1 | Single quote |  |  |  | 25 |  |  |  | 1 |  |  | 0 | 5 | 0 | 0 | 0 | 0 | 0 | 0 |  |  |  | 0
R163 | Item 8 | Ancillary (single supplier) | Nevastane HD2T food-grade grease (42-lb pail) | EA | 1 | — | 647.81 | — | — | — | 647.81 | — | — | 647.81 | HD Fowler | — | — | 1 | Single quote |  | Priced, qty by contractor; not in HD Fowler's total. | [5 empty] | 1 |  |  | 0 | 5 | 0 | 0 | 0 | 0 | 0 | 0 |  |  |  | 0
BID ITEM 9.1 — 6" gate valves
R164 | Item 9.1 | Valves | 6" MJ x flange resilient-wedge gate valve | EA | 16 | 1238.16 | 1061.89 | 1131.9231 | 1104.53 | 19810.56 | 16990.24 | 18110.77 | 17672.48 | 1061.89 | HD Fowler | 16.6% | 2820.32 | 4 | Like-for-like | OK |  | 16 | 16 | 16 | 16 | 4 | 1 | 3 | 2 | 4 | 1 | 3 | 2 | 19810.56 | 16990.24 | 18110.77 | 17672.48 | 2820.3202 | 1238.16 | Ferguson | 16990.24 | HD Fowler
R165 | Item 9.1 | Valve boxes | Valve box set (base + top + lid) | EA | 16 | 165.05 | 145.33 | 132.5 | 141.45 | 2640.8 | 2325.28 | 2120 | 2263.2 | 132.5 | Mountainland | 24.57% | 520.8 | 4 | Like-for-like | OK | F & H priced base / top / lid separately; M & S priced complete kits. | 16 | 16 | 16 | 16 | 4 | 3 | 1 | 2 | 4 | 3 | 1 | 2 | 2640.8 | 2325.28 | 2120 | 2263.2 | 520.8002 | 165.05 | Ferguson | 2120 | Mountainland
R166 | Item 9.1 | Joint restraints | 6" MJ restraint - for PVC pipe | EA | 16 | 69 | 73.3 | 66.4706 | 78.75 | 1104 | 1172.8 | 1063.53 | 1260 | 66.4706 | Mountainland | 18.47% | 196.47 | 4 | Like-for-like | OK |  | 16 | 16 | 16 | 16 | 2 | 3 | 1 | 4 | 2 | 3 | 1 | 4 | 1104 | 1172.8 | 1063.53 | 1260 | 196.4702 | 78.75 | Scholzen | 1063.53 | Mountainland
R167 | Item 9.1 | Flange bolts & gaskets | 6" flange bolt & gasket set | SET | 16 | 32.34 | 26.91 | 14.5819 | — | 517.44 | 430.56 | 233.31 | — | 14.5819 | Mountainland | 121.8% | 284.13 | 3 | Alt spec – verify | OK | Scholzen did not quote flange bolts for the 6" valves. | 16 | 16 | 16 |  | 3 | 2 | 1 |  | 4 | 2 | 1 | 0 | 517.44 | 430.56 | 233.31 | 233.31 | 284.1302 | 32.34 | Ferguson | 233.31 | Mountainland
BID ITEM 9.2 — 8" gate valves
R168 | Item 9.2 | Valves | 8" MJ x flange resilient-wedge gate valve | EA | 4 | 1971.97 | 1658.87 | 1768.27 | 1918.32 | 7887.88 | 6635.48 | 7073.08 | 7673.28 | 1658.87 | HD Fowler | 18.87% | 1252.4 | 4 | Like-for-like | OK |  | 4 | 4 | 4 | 4 | 4 | 1 | 2 | 3 | 4 | 1 | 2 | 3 | 7887.88 | 6635.48 | 7073.08 | 7673.28 | 1252.4002 | 1971.97 | Ferguson | 6635.48 | HD Fowler
R169 | Item 9.2 | Valve boxes | Valve box set (base + top + lid) | EA | 4 | 165.05 | 145.33 | 132.5 | 141.45 | 660.2 | 581.32 | 530 | 565.8 | 132.5 | Mountainland | 24.57% | 130.2 | 4 | Like-for-like | OK |  | 4 | 4 | 4 | 4 | 4 | 3 | 1 | 2 | 4 | 3 | 1 | 2 | 660.2 | 581.32 | 530 | 565.8 | 130.2002 | 165.05 | Ferguson | 530 | Mountainland
R170 | Item 9.2 | Joint restraints | 8" MJ restraint - for PVC pipe | EA | 4 | 92.92 | 98.7 | 74.39 | 106.05 | 371.68 | 394.8 | 297.56 | 424.2 | 74.39 | Mountainland | 42.56% | 126.64 | 4 | Like-for-like | Qty differs |  | 4 | 4 | 2 | 4 | 2 | 3 | 1 | 4 | 2 | 3 | 1 | 4 | 371.68 | 394.8 | 297.56 | 424.2 | 126.6402 | 106.05 | Scholzen | 297.56 | Mountainland
R171 | Item 9.2 | Joint restraints | 8" MJ restraint - for DI pipe | EA | 2 | — | — | 70.245 | 92.4 | — | — | 140.49 | 184.8 | 70.245 | Mountainland | 31.54% | 44.31 | 2 | Like-for-like | OK |  |  |  | 2 | 2 |  |  | 1 | 2 | 0 | 0 | 1 | 4 | 140.49 | 140.49 | 140.49 | 184.8 | 44.3102 | 92.4 | Scholzen | 140.49 | Mountainland
R172 | Item 9.2 | Flange bolts & gaskets | 8" flange bolt & gasket set | SET | 4 | 39.21 | 31.43 | 15.3125 | — | 156.84 | 125.72 | 61.25 | — | 15.3125 | Mountainland | 156.1% | 95.59 | 3 | Alt spec – verify | OK | Scholzen did not quote flange bolts for the 8" valves. | 4 | 4 | 4 |  | 3 | 2 | 1 |  | 4 | 2 | 1 | 0 | 156.84 | 125.72 | 61.25 | 61.25 | 95.5902 | 39.21 | Ferguson | 61.25 | Mountainland
R173 | Item 9.2 | DI fittings | 8" MJ plug | EA | 2 | — | — | 141.95 | 145.5 | — | — | 283.9 | 291 | 141.95 | Mountainland | 2.501% | 7.1 | 2 | Like-for-like | OK |  |  |  | 2 | 2 |  |  | 1 | 2 | 0 | 0 | 1 | 4 | 283.9 | 283.9 | 283.9 | 291 | 7.1002 | 145.5 | Scholzen | 283.9 | Mountainland
R174 | Item 9.2 | DI fittings | 8" MJ accessory pack | EA | 2 | — | — | 36.49 | — | — | — | 72.98 | — | 36.49 | Mountainland | — | — | 1 | Single quote |  |  |  |  | 2 |  |  |  | 1 |  | 0 | 0 | 5 | 0 | 0 | 0 | 0 | 0 |  |  |  | 0
R175 | Item 9.2 | Joint restraints | 8" bell-joint restraint (C900/DI) | EA | 8 | — | — | 89.0113 | — | — | — | 712.09 | — | 89.0113 | Mountainland | — | — | 1 | Single quote |  |  |  |  | 8 |  |  |  | 1 |  | 0 | 0 | 5 | 0 | 0 | 0 | 0 | 0 |  |  |  | 0
BID ITEM 9.3 — 12" gate valves
R176 | Item 9.3 | Valves | 12" MJ x flange resilient-wedge gate valve | EA | 16 | 3889.27 | 3181.88 | 3391.7306 | 3434.76 | 62228.32 | 50910.08 | 54267.69 | 54956.16 | 3181.88 | HD Fowler | 22.23% | 11318.24 | 4 | Like-for-like | OK |  | 16 | 16 | 16 | 16 | 4 | 1 | 2 | 3 | 4 | 1 | 2 | 3 | 62228.32 | 50910.08 | 54267.69 | 54956.16 | 11318.2402 | 3889.27 | Ferguson | 50910.08 | HD Fowler
R177 | Item 9.3 | Valve boxes | Valve box set (base + top + lid) | EA | 16 | 165.05 | 145.33 | 132.5 | 141.45 | 2640.8 | 2325.28 | 2120 | 2263.2 | 132.5 | Mountainland | 24.57% | 520.8 | 4 | Like-for-like | OK |  | 16 | 16 | 16 | 16 | 4 | 3 | 1 | 2 | 4 | 3 | 1 | 2 | 2640.8 | 2325.28 | 2120 | 2263.2 | 520.8002 | 165.05 | Ferguson | 2120 | Mountainland
R178 | Item 9.3 | Joint restraints | 12" MJ restraint - for PVC pipe | EA | 16 | 169.74 | 167.73 | 136.588 | 193.73 | 2715.84 | 2683.68 | 2185.408 | 3099.68 | 136.588 | Mountainland | 41.84% | 914.272 | 4 | Like-for-like | Qty differs |  | 16 | 16 | 15 | 16 | 3 | 2 | 1 | 4 | 3 | 2 | 1 | 4 | 2715.84 | 2683.68 | 2185.408 | 3099.68 | 914.2722 | 193.73 | Scholzen | 2185.408 | Mountainland
R179 | Item 9.3 | Joint restraints | 12" MJ restraint - for DI pipe | EA | 1 | — | — | 134.12 | — | — | — | 134.12 | — | 134.12 | Mountainland | — | — | 1 | Single quote |  |  |  |  | 1 |  |  |  | 1 |  | 0 | 0 | 5 | 0 | 0 | 0 | 0 | 0 |  |  |  | 0
R180 | Item 9.3 | Flange bolts & gaskets | 12" flange bolt & gasket set | SET | 16 | 71.29 | 59.98 | 35.06 | — | 1140.64 | 959.68 | 560.96 | — | 35.06 | Mountainland | 103.3% | 579.68 | 3 | Alt spec – verify | OK | Scholzen did not quote flange bolts for the 12" valves. | 16 | 16 | 16 |  | 3 | 2 | 1 |  | 4 | 2 | 1 | 0 | 1140.64 | 959.68 | 560.96 | 560.96 | 579.6802 | 71.29 | Ferguson | 560.96 | Mountainland
R181 | Item 9.3 | DI fittings | 12" MJ plug | EA | 1 | — | — | 242.93 | — | — | — | 242.93 | — | 242.93 | Mountainland | — | — | 1 | Single quote |  |  |  |  | 1 |  |  |  | 1 |  | 0 | 0 | 5 | 0 | 0 | 0 | 0 | 0 |  |  |  | 0
R182 | Item 9.3 | DI fittings | 12" MJ accessory pack | EA | 1 | — | — | 74.98 | — | — | — | 74.98 | — | 74.98 | Mountainland | — | — | 1 | Single quote |  |  |  |  | 1 |  |  |  | 1 |  | 0 | 0 | 5 | 0 | 0 | 0 | 0 | 0 |  |  |  | 0
BID ITEM 9.4 — 16" butterfly valves
R183 | Item 9.4 | Valves | 16" MJ x flange butterfly valve (AWWA C504 Class 250B / 150B) | EA | 12 | 5586.2 | 4990.04 | 4341.1767 | 4100 | 67034.4 | 59880.48 | 52094.12 | 49200 | 4100 | Scholzen | 36.25% | 17834.4 | 4 | Alt spec – verify | OK | F = 250B EPDM; H = M&H 4500-13 CL150B (AIS compliant); M = Crispin K-Flo 250B; S = K-Flo 250B. Confirm pressure class. | 12 | 12 | 12 | 12 | 4 | 3 | 2 | 1 | 4 | 3 | 2 | 1 | 67034.4 | 59880.48 | 52094.12 | 49200 | 17834.4002 | 5586.2 | Ferguson | 49200 | Scholzen
R184 | Item 9.4 | Valve boxes | Valve box set (base + top + lid) | EA | 12 | 165.05 | 145.33 | 132.5 | 141.45 | 1980.6 | 1743.96 | 1590 | 1697.4 | 132.5 | Mountainland | 24.57% | 390.6 | 4 | Like-for-like | OK |  | 12 | 12 | 12 | 12 | 4 | 3 | 1 | 2 | 4 | 3 | 1 | 2 | 1980.6 | 1743.96 | 1590 | 1697.4 | 390.6002 | 165.05 | Ferguson | 1590 | Mountainland
R185 | Item 9.4 | Joint restraints | 16" MJ restraint - for PVC pipe | EA | 12 | 350.06 | 345.91 | 241.1764 | 399.53 | 4200.72 | 4150.92 | 2894.1164 | 4794.36 | 241.1764 | Mountainland | 65.66% | 1900.2436 | 4 | Like-for-like | Qty differs |  | 12 | 12 | 11 | 12 | 3 | 2 | 1 | 4 | 3 | 2 | 1 | 4 | 4200.72 | 4150.92 | 2894.1164 | 4794.36 | 1900.2438 | 399.53 | Scholzen | 2894.1164 | Mountainland
R186 | Item 9.4 | Joint restraints | 16" MJ restraint - for DI pipe | EA | 1 | — | — | 234.95 | — | — | — | 234.95 | — | 234.95 | Mountainland | — | — | 1 | Single quote |  |  |  |  | 1 |  |  |  | 1 |  | 0 | 0 | 5 | 0 | 0 | 0 | 0 | 0 |  |  |  | 0
R187 | Item 9.4 | Flange bolts & gaskets | 16" flange bolt & gasket set (butterfly valve) | SET | 12 | 138.15 | 145.8 | 78.0742 | — | 1657.8 | 1749.6 | 936.89 | — | 78.0742 | Mountainland | 86.75% | 812.71 | 3 | Alt spec – verify | OK | Scholzen did not quote flange bolts for the 16" valves. M's cap screws (48) converted to 12 sets (4 per valve). | 12 | 12 | 12 |  | 2 | 3 | 1 |  | 2 | 4 | 1 | 0 | 1657.8 | 1749.6 | 936.89 | 936.89 | 812.7102 | 145.8 | HD Fowler | 936.89 | Mountainland
R188 | Item 9.4 | DI fittings | 16" MJ plug | EA | 1 | — | — | 638.05 | — | — | — | 638.05 | — | 638.05 | Mountainland | — | — | 1 | Single quote |  |  |  |  | 1 |  |  |  | 1 |  | 0 | 0 | 5 | 0 | 0 | 0 | 0 | 0 |  |  |  | 0
R189 | Item 9.4 | DI fittings | 16" x 2" MJ tapped plug | EA | 1 | — | — | — | 693.59 | — | — | — | 693.59 | 693.59 | Scholzen | — | — | 1 | Single quote | [5 empty] | 1 |  |  |  | 1 | 0 | 0 | 0 | 5 | 0 | 0 | 0 | 0 |  |  |  | 0
R190 | Item 9.4 | DI fittings | 2" brass plug | EA | 1 | — | — | — | 16.82 | — | — | — | 16.82 | 16.82 | Scholzen | — | — | 1 | Single quote | [5 empty] | 1 |  |  |  | 1 | 0 | 0 | 0 | 5 | 0 | 0 | 0 | 0 |  |  |  | 0
BID ITEM 10.1 — 12" 11-1/4° bends
R191 | Item 10.1 | DI fittings | 12" MJ 11-1/4° bend | EA | 2 | 328.3 | 343.02 | 372.44 | 381.75 | 656.6 | 686.04 | 744.88 | 763.5 | 328.3 | Ferguson | 16.28% | 106.9 | 4 | Like-for-like | OK |  | 2 | 2 | 2 | 2 | 1 | 2 | 3 | 4 | 1 | 2 | 3 | 4 | 656.6 | 686.04 | 744.88 | 763.5 | 106.9002 | 381.75 | Scholzen | 656.6 | Ferguson
R192 | Item 10.1 | Joint restraints | 12" MJ restraint - for PVC pipe | EA | 4 | 169.74 | 167.73 | 136.5875 | 193.73 | 678.96 | 670.92 | 546.35 | 774.92 | 136.5875 | Mountainland | 41.84% | 228.57 | 4 | Like-for-like | OK |  | 4 | 4 | 4 | 4 | 3 | 2 | 1 | 4 | 3 | 2 | 1 | 4 | 678.96 | 670.92 | 546.35 | 774.92 | 228.5702 | 193.73 | Scholzen | 546.35 | Mountainland
BID ITEM 10.2 — 12" 45° bends
R193 | Item 10.2 | DI fittings | 12" MJ 45° bend | EA | 1 | 400.55 | 418.5 | 454.39 | 465.75 | 400.55 | 418.5 | 454.39 | 465.75 | 400.55 | Ferguson | 16.28% | 65.2 | 4 | Like-for-like | OK |  | 1 | 1 | 1 | 1 | 1 | 2 | 3 | 4 | 1 | 2 | 3 | 4 | 400.55 | 418.5 | 454.39 | 465.75 | 65.2002 | 465.75 | Scholzen | 400.55 | Ferguson
R194 | Item 10.2 | Joint restraints | 12" MJ restraint - for PVC pipe | EA | 2 | 169.74 | 167.73 | 136.59 | 193.73 | 339.48 | 335.46 | 273.18 | 387.46 | 136.59 | Mountainland | 41.83% | 114.28 | 4 | Like-for-like | OK |  | 2 | 2 | 2 | 2 | 3 | 2 | 1 | 4 | 3 | 2 | 1 | 4 | 339.48 | 335.46 | 273.18 | 387.46 | 114.2802 | 193.73 | Scholzen | 273.18 | Mountainland
BID ITEM 10.3 — 12" x 6" tees & 12" adapters
R195 | Item 10.3 | DI fittings | 12" x 6" flanged tee | EA | 11 | 1159.71 | 1211.7 | 1315.61 | 1348.5 | 12756.81 | 13328.7 | 14471.71 | 14833.5 | 1159.71 | Ferguson | 16.28% | 2076.69 | 4 | Like-for-like | Qty differs |  | 11 | 12 | 11 | 11 | 1 | 2 | 3 | 4 | 1 | 2 | 3 | 4 | 12756.81 | 13328.7 | 14471.71 | 14833.5 | 2076.6902 | 1348.5 | Scholzen | 12756.81 | Ferguson
R196 | Item 10.3 | DI fittings | 12" x 6" MJ x flange tee | EA | 1 | 599.85 | — | 680.49 | 697.5 | 599.85 | — | 680.49 | 697.5 | 599.85 | Ferguson | 16.28% | 97.65 | 3 | Like-for-like | OK |  | 1 |  | 1 | 1 | 1 |  | 2 | 3 | 1 | 0 | 2 | 4 | 599.85 | 599.85 | 680.49 | 697.5 | 97.6502 | 697.5 | Scholzen | 599.85 | Ferguson
R197 | Item 10.3 | DI fittings | 12" MJ x flange adapter | EA | 8 | 419.9 | 438.72 | 476.3413 | 488.25 | 3359.2 | 3509.76 | 3810.73 | 3906 | 419.9 | Ferguson | 16.28% | 546.8 | 4 | Like-for-like | Qty differs | HD Fowler listed its 7 adapters and accessories under Item 8. | 8 | 7 | 8 | 8 | 1 | 2 | 3 | 4 | 1 | 2 | 3 | 4 | 3359.2 | 3509.76 | 3810.73 | 3906 | 546.8002 | 488.25 | Scholzen | 3359.2 | Ferguson
R198 | Item 10.3 | Joint restraints | 12" MJ restraint - for PVC pipe | EA | 10 | 169.74 | 167.73 | 136.588 | 193.73 | 1697.4 | 1677.3 | 1365.88 | 1937.3 | 136.588 | Mountainland | 41.84% | 571.42 | 4 | Like-for-like | Qty differs |  | 10 | 7 | 10 | 10 | 3 | 2 | 1 | 4 | 3 | 2 | 1 | 4 | 1697.4 | 1677.3 | 1365.88 | 1937.3 | 571.4202 | 193.73 | Scholzen | 1365.88 | Mountainland
R199 | Item 10.3 | Flange bolts & gaskets | 12" flange bolt & gasket set | SET | 8 | 71.29 | 59.98 | 35.06 | 58.13 | 570.32 | 479.84 | 280.48 | 465.04 | 35.06 | Mountainland | 103.3% | 289.84 | 4 | Alt spec – verify | Qty differs | see Item 5 bolt sets. S quoted 22 sets (both tee ends). | 8 | 7 | 8 | 22 | 4 | 3 | 1 | 2 | 4 | 3 | 1 | 2 | 570.32 | 479.84 | 280.48 | 465.04 | 289.8402 | 71.29 | Ferguson | 280.48 | Mountainland
R200 | Item 10.3 | Flange bolts & gaskets | 6" flange bolt & gasket set | SET | 12 | — | — | — | 32.68 | — | — | — | 392.16 | 32.68 | Scholzen | — | — | 1 | Single quote | [5 empty] | 12 |  |  |  | 1 | 0 | 0 | 0 | 5 | 0 | 0 | 0 | 0 |  |  |  | 0
BID ITEM 10.4 — 16" x 6" tees
R201 | Item 10.4 | DI fittings | 16" x 6" flanged tee | EA | 2 | 2104.64 | 2198.98 | 2387.56 | 2342.83 | 4209.28 | 4397.96 | 4775.12 | 4685.66 | 2104.64 | Ferguson | 13.44% | 565.84 | 4 | Like-for-like | Qty differs |  | 2 | 1 | 2 | 1 | 1 | 2 | 4 | 3 | 1 | 2 | 4 | 3 | 4209.28 | 4397.96 | 4775.12 | 4685.66 | 565.8402 | 2387.56 | Mountainland | 4209.28 | Ferguson
R202 | Item 10.4 | DI fittings | 16" x 6" MJ x flange tee | EA | 1 | — | 1144.3 | — | 1219.16 | — | 1144.3 | — | 1219.16 | 1144.3 | HD Fowler | 6.542% | 74.86 | 2 | Like-for-like | OK |  |  | 1 |  | 1 |  | 1 |  | 2 | 0 | 1 | 0 | 4 | 1144.3 | 1144.3 | 1144.3 | 1219.16 | 74.8602 | 1219.16 | Scholzen | 1144.3 | HD Fowler
R203 | Item 10.4 | DI fittings | 16" MJ x flange adapter | EA | 1 | 760.46 | — | 862.68 | — | 760.46 | — | 862.68 | — | 760.46 | Ferguson | 13.44% | 102.22 | 2 | Like-for-like | OK |  | 1 |  | 1 |  | 1 |  | 2 |  | 1 | 0 | 4 | 0 | 760.46 | 760.46 | 862.68 | 760.46 | 102.2202 | 862.68 | Mountainland | 760.46 | Ferguson
R204 | Item 10.4 | Joint restraints | 16" MJ restraint - for PVC pipe | EA | 2 | 232.95 | 345.91 | 241.18 | 399.53 | 465.9 | 691.82 | 482.36 | 799.06 | 232.95 | Ferguson | 71.51% | 333.16 | 4 | Like-for-like | Qty differs | Ferguson line tagged '*CVR*'. | 1 | 2 | 1 | 2 | 1 | 3 | 2 | 4 | 1 | 3 | 2 | 4 | 465.9 | 691.82 | 482.36 | 799.06 | 333.1602 | 399.53 | Scholzen | 465.9 | Ferguson
R205 | Item 10.4 | Flange bolts & gaskets | 16" flange bolt & gasket set | SET | 1 | 138.15 | — | 64.28 | 80.28 | 138.15 | — | 64.28 | 80.28 | 64.28 | Mountainland | 114.9% | 73.87 | 3 | Alt spec – verify | Qty differs | S = 16" BNG kit with cap screws (M&H butterfly kit). | 1 |  | 1 | 2 | 3 |  | 1 | 2 | 4 | 0 | 1 | 2 | 138.15 | 64.28 | 64.28 | 80.28 | 73.8702 | 138.15 | Ferguson | 64.28 | Mountainland
R206 | Item 10.4 | Flange bolts & gaskets | 6" flange bolt & gasket set | SET | 2 | — | — | — | 32.68 | — | — | — | 65.36 | 32.68 | Scholzen | — | — | 1 | Single quote | [5 empty] | 2 |  |  |  | 1 | 0 | 0 | 0 | 5 | 0 | 0 | 0 | 0 |  |  |  | 0
BID ITEM 10.5 — 16" x 12" tee & sleeve
R207 | Item 10.5 | DI fittings | 16" x 12" flanged tee | EA | 1 | 2275.56 | 2377.57 | 2581.46 | 2490.35 | 2275.56 | 2377.57 | 2581.46 | 2490.35 | 2275.56 | Ferguson | 13.44% | 305.9 | 4 | Like-for-like | OK |  | 1 | 1 | 1 | 1 | 1 | 2 | 4 | 3 | 1 | 2 | 4 | 3 | 2275.56 | 2377.57 | 2581.46 | 2490.35 | 305.9002 | 2581.46 | Mountainland | 2275.56 | Ferguson
R208 | Item 10.5 | DI fittings | 16" MJ long sleeve | EA | 1 | 704.98 | 736.59 | 799.76 | 784.77 | 704.98 | 736.59 | 799.76 | 784.77 | 704.98 | Ferguson | 13.44% | 94.78 | 4 | Like-for-like | OK | HD Fowler listed under Item 7; Ferguson's is a 16x15 long sleeve. | 1 | 1 | 1 | 1 | 1 | 2 | 4 | 3 | 1 | 2 | 4 | 3 | 704.98 | 736.59 | 799.76 | 784.77 | 94.7802 | 799.76 | Mountainland | 704.98 | Ferguson
R209 | Item 10.5 | Joint restraints | 16" MJ restraint - for PVC pipe | EA | 2 | 232.95 | 345.91 | 241.175 | 399.53 | 465.9 | 691.82 | 482.35 | 799.06 | 232.95 | Ferguson | 71.51% | 333.16 | 4 | Like-for-like | Qty differs | HD Fowler listed 3 under Item 7. | 2 | 3 | 2 | 2 | 1 | 3 | 2 | 4 | 1 | 3 | 2 | 4 | 465.9 | 691.82 | 482.35 | 799.06 | 333.1602 | 399.53 | Scholzen | 465.9 | Ferguson
R210 | Item 10.5 | Flange bolts & gaskets | 16" flange bolt & gasket set | SET | 2 | — | — | — | 80.28 | — | — | — | 160.56 | 80.28 | Scholzen | — | — | 1 | Single quote |  | Only Scholzen priced hardware for this tee. |  |  |  | 2 |  |  |  | 1 | 0 | 0 | 0 | 5 | 0 | 0 | 0 | 0 |  |  |  | 0
R211 | Item 10.5 | Flange bolts & gaskets | 12" flange bolt & gasket set | SET | 1 | — | — | — | 58.13 | — | — | — | 58.13 | 58.13 | Scholzen | — | — | 1 | Single quote | [5 empty] | 1 |  |  |  | 1 | 0 | 0 | 0 | 5 | 0 | 0 | 0 | 0 |  |  |  | 0
BID ITEM 10.6 — 36" x 24" tee & sleeve
R212 | Item 10.6 | DI fittings | 36" x 24" MJ x flange tee | EA | 1 | 17395.7 | 16747.41 | 18638.25 | 16567.35 | 17395.7 | 16747.41 | 18638.25 | 16567.35 | 16567.35 | Scholzen | 12.5% | 2070.9 | 4 | Like-for-like | OK |  | 1 | 1 | 1 | 1 | 3 | 2 | 4 | 1 | 3 | 2 | 4 | 1 | 17395.7 | 16747.41 | 18638.25 | 16567.35 | 2070.9002 | 18638.25 | Mountainland | 16567.35 | Scholzen
R213 | Item 10.6 | DI fittings | 36" MJ long / solid sleeve | EA | 1 | 4336.98 | 4531.39 | 4919.51 | 4482.66 | 4336.98 | 4531.39 | 4919.51 | 4482.66 | 4336.98 | Ferguson | 13.43% | 582.53 | 4 | Like-for-like | OK |  | 1 | 1 | 1 | 1 | 1 | 3 | 4 | 2 | 1 | 3 | 4 | 2 | 4336.98 | 4531.39 | 4919.51 | 4482.66 | 582.5302 | 4919.51 | Mountainland | 4336.98 | Ferguson
R214 | Item 10.6 | Joint restraints | 36" MJ restraint (DI) | EA | 4 | 1028.27 | 2064.13 | 1064.565 | 1899 | 4113.08 | 8256.52 | 4258.26 | 7596 | 1028.27 | Ferguson | 100.7% | 4143.44 | 4 | Alt spec – verify | OK | restraint brands differ (EBAA 3000 / EZ Grip / Ford UFR1400 / Mega Lug). | 4 | 4 | 4 | 4 | 1 | 4 | 2 | 3 | 1 | 4 | 2 | 3 | 4113.08 | 8256.52 | 4258.26 | 7596 | 4143.4402 | 2064.13 | HD Fowler | 4113.08 | Ferguson
R215 | Item 10.6 | PVC / DI pipe | 36" CL51 DI pipe (TJ) | FT | 18.25 | — | 332.0203 | — | — | — | 6059.37 | — | — | 332.0203 | HD Fowler | — | — | 1 | Single quote |  |  |  | 18.25 |  |  |  | 1 |  |  | 0 | 5 | 0 | 0 | 0 | 0 | 0 | 0 |  |  |  | 0
R216 | Item 10.6 | Flange bolts & gaskets | 24" flange bolt & gasket set | SET | 1 | — | — | — | 200 | — | — | — | 200 | 200 | Scholzen | — | — | 1 | Single quote | [5 empty] | 1 |  |  |  | 1 | 0 | 0 | 0 | 5 | 0 | 0 | 0 | 0 |  |  |  | 0
BID ITEM 10.7 — 16" flanged crosses
R217 | Item 10.7 | DI fittings | 16" flanged cross | EA | 3 | 3239.83 | 3385.07 | 3675.3667 | 3545.64 | 9719.49 | 10155.21 | 11026.1 | 10636.92 | 3239.83 | Ferguson | 13.44% | 1306.61 | 4 | Like-for-like | OK |  | 3 | 3 | 3 | 3 | 1 | 2 | 4 | 3 | 1 | 2 | 4 | 3 | 9719.49 | 10155.21 | 11026.1 | 10636.92 | 1306.6102 | 3675.3667 | Mountainland | 9719.49 | Ferguson
R218 | Item 10.7 | Flange bolts & gaskets | 16" BNG kit w/ cap screws (M&H butterfly kit) | SET | 6 | — | — | — | 80.28 | — | — | — | 481.68 | 80.28 | Scholzen | — | — | 1 | Single quote | [5 empty] | 6 |  |  |  | 1 | 0 | 0 | 0 | 5 | 0 | 0 | 0 | 0 |  |  |  | 0
R219 | Item 10.7 | Flange bolts & gaskets | 16" flange bolt & gasket set | SET | 6 | — | — | — | 124 | — | — | — | 744 | 124 | Scholzen | — | — | 1 | Single quote | [5 empty] | 6 |  |  |  | 1 | 0 | 0 | 0 | 5 | 0 | 0 | 0 | 0 |  |  |  | 0
BID ITEM 10.8 — 8" x 6" reducers
R220 | Item 10.8 | DI fittings | 8" x 6" MJ reducer (small-end bell) | EA | 2 | 143.84 | 150.28 | 163.17 | 181.25 | 287.68 | 300.56 | 326.34 | 362.5 | 143.84 | Ferguson | 26.01% | 74.82 | 4 | Like-for-like | OK | Scholzen listed under Item 9.2. | 2 | 2 | 2 | 2 | 1 | 2 | 3 | 4 | 1 | 2 | 3 | 4 | 287.68 | 300.56 | 326.34 | 362.5 | 74.8202 | 181.25 | Scholzen | 287.68 | Ferguson
R221 | Item 10.8 | DI fittings | 8" x 6" flanged reducer | EA | 2 | — | — | — | 356.25 | — | — | — | 712.5 | 356.25 | Scholzen | — | — | 1 | Single quote | [5 empty] | 2 |  |  |  | 1 | 0 | 0 | 0 | 5 | 0 | 0 | 0 | 0 |  |  |  | 0
R222 | Item 10.8 | Joint restraints | 6" MJ restraint - for PVC pipe | EA | 2 | 69 | 73.3 | 74.12 | 78.75 | 138 | 146.6 | 148.24 | 157.5 | 69 | Ferguson | 14.13% | 19.5 | 4 | Like-for-like | OK | Scholzen listed its 2 under Item 9.2. | 2 | 2 | 2 | 2 | 1 | 2 | 3 | 4 | 1 | 2 | 3 | 4 | 138 | 146.6 | 148.24 | 157.5 | 19.5002 | 78.75 | Scholzen | 138 | Ferguson
R223 | Item 10.8 | Joint restraints | 8" MJ restraint - for DI pipe | EA | 2 | 80.96 | — | 70.365 | — | 161.92 | — | 140.73 | — | 70.365 | Mountainland | 15.06% | 21.19 | 2 | Like-for-like | OK |  | 2 |  | 2 |  | 2 |  | 1 |  | 4 | 0 | 1 | 0 | 161.92 | 140.73 | 140.73 | 140.73 | 21.1902 | 80.96 | Ferguson | 140.73 | Mountainland
R224 | Item 10.8 | Flange bolts & gaskets | 6" flange bolt & gasket set | SET | 2 | — | — | — | 32.68 | — | — | — | 65.36 | 32.68 | Scholzen | — | — | 1 | Single quote | [5 empty] | 2 |  |  |  | 1 | 0 | 0 | 0 | 5 | 0 | 0 | 0 | 0 |  |  |  | 0
BID ITEM 10.9 — 16" x 6" reducer
R225 | Item 10.9 | DI fittings | 16" x 6" flanged concentric reducer | EA | 1 | 930.09 | 971.78 | 905.37 | 1017.88 | 930.09 | 971.78 | 905.37 | 1017.88 | 905.37 | Mountainland | 12.43% | 112.51 | 4 | Like-for-like | OK |  | 1 | 1 | 1 | 1 | 2 | 3 | 1 | 4 | 2 | 3 | 1 | 4 | 930.09 | 971.78 | 905.37 | 1017.88 | 112.5102 | 1017.88 | Scholzen | 905.37 | Mountainland
R226 | Item 10.9 | Flange bolts & gaskets | 16" flange bolt & gasket set | SET | 1 | 138.15 | 153.53 | 64.28 | — | 138.15 | 153.53 | 64.28 | — | 64.28 | Mountainland | 138.8% | 89.25 | 3 | Alt spec – verify | OK |  | 1 | 1 | 1 |  | 2 | 3 | 1 |  | 2 | 4 | 1 | 0 | 138.15 | 153.53 | 64.28 | 64.28 | 89.2502 | 153.53 | HD Fowler | 64.28 | Mountainland
R227 | Item 10.9 | Flange bolts & gaskets | 6" flange bolt & gasket set | SET | 1 | — | — | — | 32.68 | — | — | — | 32.68 | 32.68 | Scholzen | — | — | 1 | Single quote | [5 empty] | 1 |  |  |  | 1 | 0 | 0 | 0 | 5 | 0 | 0 | 0 | 0 |  |  |  | 0
BID ITEM 10.10 — 16" x 8" reducers
R228 | Item 10.10 | DI fittings | 16" x 8" flanged concentric reducer | EA | 4 | 843.01 | 880.8 | 956.3425 | 922.58 | 3372.04 | 3523.2 | 3825.37 | 3690.32 | 843.01 | Ferguson | 13.44% | 453.33 | 4 | Like-for-like | Qty differs |  | 4 | 3 | 4 | 4 | 1 | 2 | 4 | 3 | 1 | 2 | 4 | 3 | 3372.04 | 3523.2 | 3825.37 | 3690.32 | 453.3303 | 956.3425 | Mountainland | 3372.04 | Ferguson
R229 | Item 10.10 | Flange bolts & gaskets | 16" flange bolt & gasket set | SET | 4 | 138.15 | 153.53 | 64.2825 | — | 552.6 | 614.12 | 257.13 | — | 64.2825 | Mountainland | 138.8% | 356.99 | 3 | Alt spec – verify | Qty differs |  | 4 | 3 | 4 |  | 2 | 3 | 1 |  | 2 | 4 | 1 | 0 | 552.6 | 614.12 | 257.13 | 257.13 | 356.9903 | 153.53 | HD Fowler | 257.13 | Mountainland
R230 | Item 10.10 | Flange bolts & gaskets | 8" flange bolt & gasket set | SET | 4 | — | — | — | 39.38 | — | — | — | 157.52 | 39.38 | Scholzen | — | — | 1 | Single quote | [5 empty] | 4 |  |  |  | 1 | 0 | 0 | 0 | 5 | 0 | 0 | 0 | 0 |  |  |  | 0
BID ITEM 10.11 — 16" x 12" reducer
R231 | Item 10.11 | DI fittings | 16" x 12" flanged concentric reducer | EA | 1 | 1253.24 | 1309.41 | 1421.71 | 1395.07 | 1253.24 | 1309.41 | 1421.71 | 1395.07 | 1253.24 | Ferguson | 13.44% | 168.47 | 4 | Like-for-like | OK |  | 1 | 1 | 1 | 1 | 1 | 2 | 4 | 3 | 1 | 2 | 4 | 3 | 1253.24 | 1309.41 | 1421.71 | 1395.07 | 168.4703 | 1421.71 | Mountainland | 1253.24 | Ferguson
R232 | Item 10.11 | Flange bolts & gaskets | 16" flange bolt & gasket set | SET | 1 | 138.15 | 153.53 | 64.28 | — | 138.15 | 153.53 | 64.28 | — | 64.28 | Mountainland | 138.8% | 89.25 | 3 | Alt spec – verify | OK |  | 1 | 1 | 1 |  | 2 | 3 | 1 |  | 2 | 4 | 1 | 0 | 138.15 | 153.53 | 64.28 | 64.28 | 89.2503 | 153.53 | HD Fowler | 64.28 | Mountainland
R233 | Item 10.11 | Flange bolts & gaskets | 12" flange bolt & gasket set | SET | 1 | — | — | — | 58.13 | — | — | — | 58.13 | 58.13 | Scholzen | — | — | 1 | Single quote | [5 empty] | 1 |  |  |  | 1 | 0 | 0 | 0 | 5 | 0 | 0 | 0 | 0 |  |  |  | 0
BID ITEM 10.12 — 24" x 16" reducer
R234 | Item 10.12 | DI fittings | 24" x 16" flanged concentric reducer | EA | 1 | 2391.66 | 2539.17 | 2713.17 | 2617.41 | 2391.66 | 2539.17 | 2713.17 | 2617.41 | 2391.66 | Ferguson | 13.44% | 321.51 | 4 | Like-for-like | OK |  | 1 | 1 | 1 | 1 | 1 | 2 | 4 | 3 | 1 | 2 | 4 | 3 | 2391.66 | 2539.17 | 2713.17 | 2617.41 | 321.5103 | 2713.17 | Mountainland | 2391.66 | Ferguson
R235 | Item 10.12 | Flange bolts & gaskets | 24" flange bolt & gasket set | SET | 1 | 297.85 | 371.38 | 151.49 | — | 297.85 | 371.38 | 151.49 | — | 151.49 | Mountainland | 145.2% | 219.89 | 3 | Alt spec – verify | OK | Scholzen priced only a 16" kit for this reducer. | 1 | 1 | 1 |  | 2 | 3 | 1 |  | 2 | 4 | 1 | 0 | 297.85 | 371.38 | 151.49 | 151.49 | 219.8903 | 371.38 | HD Fowler | 151.49 | Mountainland
R236 | Item 10.12 | Flange bolts & gaskets | 16" BNG kit w/ cap screws (M&H butterfly kit) | SET | 1 | — | — | — | 80.28 | — | — | — | 80.28 | 80.28 | Scholzen | — | — | 1 | Single quote | [5 empty] | 1 |  |  |  | 1 | 0 | 0 | 0 | 5 | 0 | 0 | 0 | 0 |  |  |  | 0
BID ITEM 11 — Fire hydrants
R237 | Item 11 | Fire hydrants | Fire hydrant, MJ inlet, 6" (red) | EA | 16 | 3772 | 3655.7 | 3570.4476 | 3583.17 | 60352 | 58491.2 | 57127.1624 | 57330.72 | 3570.4476 | Mountainland | 5.645% | 3224.8376 | 4 | Alt spec – verify | Qty differs | F = Mueller A423 4'6" bury; H = Waterous WB67 5'6" bury; M/S = WB67 4'6" bury. F & H quoted 16 MJ + 1 flanged-boot; M & S quoted 17 MJ. | 16 | 16 | 17 | 17 | 4 | 3 | 1 | 2 | 4 | 3 | 1 | 2 | 60352 | 58491.2 | 57127.1624 | 57330.72 | 3224.8379 | 3772 | Ferguson | 57127.1624 | Mountainland
R238 | Item 11 | Fire hydrants | Fire hydrant, flanged boot (red) | EA | 1 | 3594.72 | 3655.7 | — | — | 3594.72 | 3655.7 | — | — | 3594.72 | Ferguson | 1.696% | 60.98 | 2 | Like-for-like | OK |  | 1 | 1 |  |  | 1 | 2 |  |  | 1 | 4 | 0 | 0 | 3594.72 | 3655.7 | 3594.72 | 3594.72 | 60.9803 | 3655.7 | HD Fowler | 3594.72 | Ferguson
R239 | Item 11 | Joint restraints | 6" hydrant-leg restraint (PVC) | EA | 17 | 93.36 | 73.3 | 66.4706 | 78.75 | 1587.12 | 1246.1 | 1130 | 1338.75 | 66.4706 | Mountainland | 40.45% | 457.12 | 4 | Alt spec – verify | Qty differs | F = Ford UFR1500 one-piece; H = EZ Grip; S = Mega Lug. | 16 | 17 | 17 | 17 | 4 | 2 | 1 | 3 | 4 | 2 | 1 | 3 | 1587.12 | 1246.1 | 1130 | 1338.75 | 457.1203 | 93.36 | Ferguson | 1130 | Mountainland
BID ITEM 12 — 2" air-vac assemblies & relocation
R240 | Item 12 | Air-vac assemblies | 2" combination air / vacuum valve | EA | 9 | 1232.38 | 1162.47 | 1189.7433 | 1181.13 | 11091.42 | 10462.23 | 10707.69 | 10630.17 | 1162.47 | HD Fowler | 6.014% | 629.19 | 4 | Alt spec – verify | Qty differs | F = 2" CI w/ NPT; H = APCO 145C; M = Crispin UL20.1; S = UL20.1 20-150#. | 10 | 9 | 9 | 9 | 4 | 1 | 3 | 2 | 4 | 1 | 3 | 2 | 11091.42 | 10462.23 | 10707.69 | 10630.17 | 629.1903 | 1232.38 | Ferguson | 10462.23 | HD Fowler
R241 | Item 12 | Air-vac assemblies | 12" x 2" IP saddle (13.20" OD C900) | EA | 7 | 427.91 | 340.92 | 423.9586 | 530.61 | 2995.37 | 2386.44 | 2967.71 | 3714.27 | 340.92 | HD Fowler | 55.64% | 1327.83 | 4 | Alt spec – verify | Qty differs | F = bronze; H = Romac 306 SS; M & S = brass. | 7 | 8 | 7 | 7 | 3 | 1 | 2 | 4 | 3 | 1 | 2 | 4 | 2995.37 | 2386.44 | 2967.71 | 3714.27 | 1327.8303 | 530.61 | Scholzen | 2386.44 | HD Fowler
R242 | Item 12 | Air-vac assemblies | 16" x 2" IP saddle | EA | 2 | 564.02 | 507.76 | 564.0133 | 654.25 | 1128.04 | 1015.52 | 1128.0267 | 1308.5 | 507.76 | HD Fowler | 28.85% | 292.98 | 4 | Alt spec – verify | Qty differs | F = double-strap bronze; H = Romac 305 SS; M/S = brass. | 2 | 1 | 3 | 2 | 3 | 1 | 2 | 4 | 3 | 1 | 2 | 4 | 1128.04 | 1015.52 | 1128.0267 | 1308.5 | 292.9803 | 654.25 | Scholzen | 1015.52 | HD Fowler
R243 | Item 12 | Air-vac assemblies | 2" ball valve, threaded brass (lead-free) | EA | 9 | 129.26 | 89.87 | 106.3122 | 101.72 | 1163.34 | 808.83 | 956.81 | 915.48 | 89.87 | HD Fowler | 43.83% | 354.51 | 4 | Like-for-like | Qty differs |  | 10 | 9 | 9 | 9 | 4 | 1 | 3 | 2 | 4 | 1 | 3 | 2 | 1163.34 | 808.83 | 956.81 | 915.48 | 354.5103 | 129.26 | Ferguson | 808.83 | HD Fowler
R244 | Item 12 | Air-vac assemblies | 2" x 3" brass nipple | EA | 18 | 30.84 | 19.98 | 24.2494 | 20.5 | 555.12 | 359.64 | 436.49 | 369 | 19.98 | HD Fowler | 54.35% | 195.48 | 4 | Alt spec – verify | Qty differs | Ferguson quoted 2 x 4 nipples ($30.84). | 19 | 18 | 18 | 18 | 4 | 1 | 3 | 2 | 4 | 1 | 3 | 2 | 555.12 | 359.64 | 436.49 | 369 | 195.4803 | 30.84 | Ferguson | 359.64 | HD Fowler
R245 | Item 12 | Air-vac assemblies | 2" PVC Sch 80 male adapter | EA | 18 | 22.77 | 14.71 | 17.1078 | 20.67 | 409.86 | 264.78 | 307.94 | 372.06 | 14.71 | HD Fowler | 54.79% | 145.08 | 4 | Like-for-like | Qty differs |  | 20 | 9 | 18 | 2 | 4 | 1 | 2 | 3 | 4 | 1 | 2 | 3 | 409.86 | 264.78 | 307.94 | 372.06 | 145.0803 | 22.77 | Ferguson | 264.78 | HD Fowler
R246 | Item 12 | Air-vac assemblies | 2" PVC Sch 80 90° elbow | EA | 18 | 8.29 | 4.44 | 6.2211 | 7.52 | 149.22 | 79.92 | 111.98 | 135.36 | 4.44 | HD Fowler | 86.71% | 69.3 | 4 | Like-for-like | Qty differs |  | 10 | 36 | 9 | 18 | 4 | 1 | 2 | 3 | 4 | 1 | 2 | 3 | 149.22 | 79.92 | 111.98 | 135.36 | 69.3003 | 8.29 | Ferguson | 79.92 | HD Fowler
R247 | Item 12 | Air-vac assemblies | 2" PVC union (slip x slip) | EA | 9 | 12 | 24.32 | 28.6156 | 34.18 | 108 | 218.88 | 257.54 | 307.62 | 12 | Ferguson | 184.8% | 199.62 | 4 | Alt spec – verify | Qty differs | F EPDM, H gray 235 psi, M Viton, S EPDM. | 10 | 9 | 9 | 9 | 1 | 2 | 3 | 4 | 1 | 2 | 3 | 4 | 108 | 218.88 | 257.54 | 307.62 | 199.6203 | 34.18 | Scholzen | 108 | Ferguson
R248 | Item 12 | Air-vac assemblies | 2" PVC Sch 80 pipe | FT | 200 | 3.507 | 1.76 | 4.416 | 2.1 | 701.4 | 352 | 883.2 | 420 | 1.76 | HD Fowler | 150.9% | 531.2 | 4 | Like-for-like | Qty differs |  | 200 | 200 | 180 | 100 | 3 | 1 | 4 | 2 | 3 | 1 | 4 | 2 | 701.4 | 352 | 883.2 | 420 | 531.2003 | 4.416 | Mountainland | 352 | HD Fowler
R249 | Item 12 | Air-vac assemblies | 2" galvanized malleable 90° elbow | EA | 23 | 36.06 | — | 12.0389 | — | 829.38 | — | 276.8944 | — | 12.0389 | Mountainland | 199.5% | 552.4856 | 2 | Alt spec – verify | Qty differs | F = 150# malleable iron; M = 'IMP' (imported) malleable — origin / rating may differ. | 23 |  | 9 |  | 2 |  | 1 |  | 4 | 0 | 1 | 0 | 829.38 | 276.8944 | 276.8944 | 276.8944 | 552.4858 | 36.06 | Ferguson | 276.8944 | Mountainland
R250 | Item 12 | Air-vac assemblies | 2" galvanized coupling | EA | 10 | 29.04 | — | — | 6.97 | 290.4 | — | — | 69.7 | 6.97 | Scholzen | 316.6% | 220.7 | 2 | Alt spec – verify | Qty differs | F = 150# malleable iron; S = standard galvanized coupling. | 10 |  |  | 9 | 2 |  |  | 1 | 4 | 0 | 0 | 1 | 290.4 | 69.7 | 69.7 | 69.7 | 220.7003 | 29.04 | Ferguson | 69.7 | Scholzen
R251 | Item 12 | Air-vac assemblies | 2" x 24" galvanized Ready-Cut pipe | EA | 10 | 33.64 | — | — | — | 336.4 | — | — | — | 33.64 | Ferguson | — | — | 1 | Single quote |  |  | 10 |  |  |  | 1 |  |  |  | 5 | 0 | 0 | 0 | 0 | 0 | 0 | 0 |  |  |  | 0
R252 | Item 12 | Air-vac assemblies | 2" x 18" galvanized Ready-Cut pipe | EA | 10 | 107.98 | — | — | — | 1079.8 | — | — | — | 107.98 | Ferguson | — | — | 1 | Single quote |  | Ferguson's 18" piece ($107.98) costs 3x its 24" piece - verify. | 10 |  |  |  | 1 |  |  |  | 5 | 0 | 0 | 0 | 0 | 0 | 0 | 0 |  |  |  | 0
R253 | Item 12 | Air-vac assemblies | 2" x 36" galvanized nipple | EA | 9 | — | — | — | 92.65 | — | — | — | 833.85 | 92.65 | Scholzen | — | — | 1 | Single quote | [5 empty] | 9 |  |  |  | 1 | 0 | 0 | 0 | 5 | 0 | 0 | 0 | 0 |  |  |  | 0
R254 | Item 12 | Air-vac assemblies | 2" x 48" galvanized nipple | EA | 9 | — | — | 62.0467 | — | — | — | 558.42 | — | 62.0467 | Mountainland | — | — | 1 | Single quote |  |  |  |  | 9 |  |  |  | 1 |  | 0 | 0 | 5 | 0 | 0 | 0 | 0 | 0 |  |  |  | 0
R255 | Item 12 | Air-vac assemblies | 2" x 4" galvanized nipple | EA | 20 | 24.25 | — | — | — | 485 | — | — | — | 24.25 | Ferguson | — | — | 1 | Single quote |  |  | 20 |  |  |  | 1 |  |  |  | 5 | 0 | 0 | 0 | 0 | 0 | 0 | 0 |  |  |  | 0
R256 | Item 12 | Air-vac assemblies | 2" galvanized return bend | EA | 9 | — | — | — | 161.45 | — | — | — | 1453.05 | 161.45 | Scholzen | — | — | 1 | Single quote | [5 empty] | 9 |  |  |  | 1 | 0 | 0 | 0 | 5 | 0 | 0 | 0 | 0 |  |  |  | 0
R257 | Item 12 | Air-vac assemblies | 2" air-vac vent screen | EA | 9 | 40.09 | 58.75 | 18.4144 | 63.33 | 360.81 | 528.75 | 165.73 | 569.97 | 18.4144 | Mountainland | 243.9% | 404.24 | 4 | Alt spec – verify | Qty differs | F PVC bug screen; H SS mesh screen; M galvanized mushroom vent cap; S rodent screen. | 10 | 9 | 9 | 9 | 2 | 3 | 1 | 4 | 2 | 3 | 1 | 4 | 360.81 | 528.75 | 165.73 | 569.97 | 404.2403 | 63.33 | Scholzen | 165.73 | Mountainland
R258 | Item 12 | Air-vac assemblies | Saddle for relocated air valve on 20" DI (2" IP) | EA | 1 | 1670.94 | 664.65 | — | — | 1670.94 | 664.65 | — | — | 664.65 | HD Fowler | 151.4% | 1006.29 | 2 | Alt spec – verify | OK | HD Fowler listed under Item 16 ('air release relocate'). ALT SPEC: F = Romac 305 21.90 x 2; H = 20 x 2 IP 305 SS. | 1 | 1 |  |  | 2 | 1 |  |  | 4 | 1 | 0 | 0 | 1670.94 | 664.65 | 664.65 | 664.65 | 1006.2903 | 1670.94 | Ferguson | 664.65 | HD Fowler
R259 | Item 12 | Air-vac assemblies | 2" corp stop, MIP x PE/CTS (relocation) | EA | 1 | 368.3 | 372.94 | 380.47 | — | 368.3 | 372.94 | 380.47 | — | 368.3 | Ferguson | 3.304% | 12.17 | 3 | Alt spec – verify | OK | joint style differs (PE pack-joint / CTS quick-joint). | 1 | 1 | 1 |  | 1 | 2 | 3 |  | 1 | 2 | 4 | 0 | 368.3 | 372.94 | 380.47 | 368.3 | 12.1703 | 380.47 | Mountainland | 368.3 | Ferguson
R260 | Item 12 | Air-vac assemblies | 2" MIP x PE/CTS coupling / adapter (relocation) | EA | 1 | 160.68 | 112.07 | 165.99 | — | 160.68 | 112.07 | 165.99 | — | 112.07 | HD Fowler | 48.11% | 53.92 | 3 | Alt spec – verify | OK |  | 1 | 1 | 1 |  | 2 | 1 | 3 |  | 2 | 1 | 4 | 0 | 160.68 | 112.07 | 165.99 | 112.07 | 53.9203 | 165.99 | Mountainland | 112.07 | HD Fowler
R261 | Item 12 | Air-vac assemblies | 2" brass 90° street elbow (relocation) | EA | 2 | 71.28 | 57.5 | 60.57 | — | 142.56 | 115 | 121.14 | — | 57.5 | HD Fowler | 23.97% | 27.56 | 3 | Like-for-like | Qty differs |  | 2 | 1 | 2 |  | 3 | 1 | 2 |  | 4 | 1 | 2 | 0 | 142.56 | 115 | 121.14 | 115 | 27.5603 | 71.28 | Ferguson | 115 | HD Fowler
R262 | Item 12 | Air-vac assemblies | 2" poly pipe (relocation) | FT | 100 | 3.8333 | 2.13 | 4.0806 | — | 383.33 | 213 | 408.06 | — | 2.13 | HD Fowler | 91.58% | 195.06 | 3 | Alt spec – verify | OK | H quoted SDR-9 CTS (SDR-7 not offered); subject to engineer approval. | 100 | 100 | 100 |  | 2 | 1 | 3 |  | 2 | 1 | 4 | 0 | 383.33 | 213 | 408.06 | 213 | 195.0603 | 4.0806 | Mountainland | 213 | HD Fowler
R263 | Item 12 | Air-vac assemblies | 2" pipe insert / stiffener (relocation) | EA | 2 | 7.07 | 3.28 | 5.07 | — | 14.14 | 6.56 | 10.14 | — | 3.28 | HD Fowler | 115.5% | 7.58 | 3 | Like-for-like | OK |  | 2 | 2 | 2 |  | 3 | 1 | 2 |  | 4 | 1 | 2 | 0 | 14.14 | 6.56 | 10.14 | 6.56 | 7.5803 | 7.07 | Ferguson | 6.56 | HD Fowler
R264 | Item 12 | Casing & conduit | 30" x 20' AASHTO watertight HDPE pipe, bell end | FT | 5 | 54.46 | — | — | — | 272.3 | — | — | — | 54.46 | Ferguson | — | — | 1 | Single quote |  |  | 5 |  |  |  | 1 |  |  |  | 5 | 0 | 0 | 0 | 0 | 0 | 0 | 0 |  |  |  | 0
R265 | Item 12 | Casing & conduit | 30" manhole ring & cover | EA | 1 | 420.21 | — | — | — | 420.21 | — | — | — | 420.21 | Ferguson | — | — | 1 | Single quote |  |  | 1 |  |  |  | 1 |  |  |  | 5 | 0 | 0 | 0 | 0 | 0 | 0 | 0 |  |  |  | 0
BID ITEM 13 — 2" meter installation
R266 | Item 13 | Water service | 2" x 3/4" brass bell reducer | EA | 1 | — | 45.76 | — | — | — | 45.76 | — | — | 45.76 | HD Fowler | — | — | 1 | Single quote |  |  |  | 1 |  |  |  | 1 |  |  | 0 | 5 | 0 | 0 | 0 | 0 | 0 | 0 |  |  |  | 0
R267 | Item 13 | Water service | 2" x 12" brass nipple | EA | 1 | — | 76.33 | — | — | — | 76.33 | — | — | 76.33 | HD Fowler | — | — | 1 | Single quote |  |  |  | 1 |  |  |  | 1 |  |  | 0 | 5 | 0 | 0 | 0 | 0 | 0 | 0 |  |  |  | 0
R268 | Item 13 | Water service | 2" Macro wide-range coupling (Romac) | EA | 1 | — | 224.07 | — | — | — | 224.07 | — | — | 224.07 | HD Fowler | — | — | 1 | Single quote |  |  |  | 1 |  |  |  | 1 |  |  | 0 | 5 | 0 | 0 | 0 | 0 | 0 | 0 |  |  |  | 0
BID ITEM 14 — 3/4" water service
R269 | Item 14 | Water service | Service saddle, 6" pipe x 3/4" (6.63-6.90 OD) | EA | 1 | 126.69 | 197.81 | 149.09 | 135.12 | 126.69 | 197.81 | 149.09 | 135.12 | 126.69 | Ferguson | 56.14% | 71.12 | 4 | Alt spec – verify | OK | H quoted a 6.90 x 1" Romac 304 SS saddle. HD Fowler listed this service kit under its Item 13. | 1 | 1 | 1 | 1 | 1 | 4 | 3 | 2 | 1 | 4 | 3 | 2 | 126.69 | 197.81 | 149.09 | 135.12 | 71.1203 | 197.81 | HD Fowler | 126.69 | Ferguson
R270 | Item 14 | Water service | 3/4" corp stop (MIP x PE / quick-joint) | EA | 1 | 60 | 93.96 | 61.98 | 68.73 | 60 | 93.96 | 61.98 | 68.73 | 60 | Ferguson | 56.6% | 33.96 | 4 | Alt spec – verify | OK | H = Ford quick-joint; F/M/S = grip-joint. | 1 | 1 | 1 | 1 | 1 | 4 | 2 | 3 | 1 | 4 | 2 | 3 | 60 | 93.96 | 61.98 | 68.73 | 33.9603 | 93.96 | HD Fowler | 60 | Ferguson
R271 | Item 14 | Water service | 3/4" IPS SIDR-7 poly service pipe | FT | 100 | 0.5744 | 0.59 | 0.6866 | 0.696 | 57.44 | 59 | 68.66 | 69.6 | 0.5744 | Ferguson | 21.17% | 12.16 | 4 | Like-for-like | OK |  | 100 | 100 | 100 | 100 | 1 | 2 | 3 | 4 | 1 | 2 | 3 | 4 | 57.44 | 59 | 68.66 | 69.6 | 12.1603 | 0.696 | Scholzen | 57.44 | Ferguson
R272 | Item 14 | Water service | Meter setter 5/8" x 3/4" (Ford VBHC72) | EA | 1 | 314.55 | 307.01 | 299.44 | 360.3 | 314.55 | 307.01 | 299.44 | 360.3 | 299.44 | Mountainland | 20.32% | 60.86 | 4 | Alt spec – verify | OK | H = 18" angle setter; others VBHC72-95166-015. | 1 | 1 | 1 | 1 | 3 | 2 | 1 | 4 | 3 | 2 | 1 | 4 | 314.55 | 307.01 | 299.44 | 360.3 | 60.8603 | 360.3 | Scholzen | 299.44 | Mountainland
R273 | Item 14 | Water service | 3/4" MIP x PE coupling / adapter | EA | 2 | 28.75 | 31.39 | 29.705 | 33.62 | 57.5 | 62.78 | 59.41 | 67.24 | 28.75 | Ferguson | 16.94% | 9.74 | 4 | Like-for-like | Qty differs |  | 2 | 3 | 2 | 2 | 1 | 3 | 2 | 4 | 1 | 3 | 2 | 4 | 57.5 | 62.78 | 59.41 | 67.24 | 9.7403 | 33.62 | Scholzen | 57.5 | Ferguson
R274 | Item 14 | Water service | Meter box, 18" deep w/ reader lid | EA | 1 | 149.77 | — | 140.96 | 125.67 | 149.77 | — | 140.96 | 125.67 | 125.67 | Scholzen | 19.18% | 24.1 | 3 | Like-for-like | OK | HD Fowler quoted meter-box extensions + valve-box body (separate rows). | 1 |  | 1 | 1 | 3 |  | 2 | 1 | 4 | 0 | 2 | 1 | 149.77 | 125.67 | 140.96 | 125.67 | 24.1003 | 149.77 | Ferguson | 125.67 | Scholzen
R275 | Item 14 | Water service | Meter box extension 13" x 20" x 6" | EA | 2 | — | 86.64 | — | — | — | 173.28 | — | — | 86.64 | HD Fowler | — | — | 1 | Single quote |  |  |  | 2 |  |  |  | 1 |  |  | 0 | 5 | 0 | 0 | 0 | 0 | 0 | 0 |  |  |  | 0
R276 | Item 14 | Water service | Valve box body & cover, green "ICV" (13x20x12) | EA | 1 | — | 137.09 | — | — | — | 137.09 | — | — | 137.09 | HD Fowler | — | — | 1 | Single quote |  |  |  | 1 |  |  |  | 1 |  |  | 0 | 5 | 0 | 0 | 0 | 0 | 0 | 0 |  |  |  | 0
R277 | Item 14 | Water service | 3/4" IPS pipe stiffener / insert | EA | 3 | 2.42 | 2.54 | 2.45 | 2.72 | 7.26 | 7.62 | 7.35 | 8.16 | 2.42 | Ferguson | 12.4% | 0.9 | 4 | Like-for-like | Qty differs |  | 3 | 4 | 3 | 3 | 1 | 3 | 2 | 4 | 1 | 3 | 2 | 4 | 7.26 | 7.62 | 7.35 | 8.16 | 0.90031 | 2.72 | Scholzen | 7.26 | Ferguson
R278 | Item 14 | Tracer wire & tape | 12-ga blue tracer wire (service) | FT | 500 | 0.37238 | 0.25672 | — | — | 186.19 | 128.36 | — | — | 0.25672 | HD Fowler | 45.05% | 57.83 | 2 | Like-for-like | OK |  | 500 | 500 |  |  | 2 | 1 |  |  | 4 | 1 | 0 | 0 | 186.19 | 128.36 | 128.36 | 128.36 | 57.8303 | 0.37238 | Ferguson | 128.36 | HD Fowler
R279 | Item 14 | Water service | 2" brass square-head cored plug | EA | 1 | 22.58 | — | 19.19 | — | 22.58 | — | 19.19 | — | 19.19 | Mountainland | 17.67% | 3.39 | 2 | Like-for-like | OK |  | 1 |  | 1 |  | 2 |  | 1 |  | 4 | 0 | 1 | 0 | 22.58 | 19.19 | 19.19 | 19.19 | 3.3903 | 22.58 | Ferguson | 19.19 | Mountainland
BID ITEM 16 — 16" DI crossing (SR-7) incl. 36" casing
R280 | Item 16 | PVC / DI pipe | 16" CL51 DI pipe (TJ) | FT | 657 | 97.22 | 95.24 | 97.2188 | 96.21 | 63873.54 | 62572.68 | 63872.7236 | 63209.97 | 95.24 | HD Fowler | 2.079% | 1300.86 | 4 | Like-for-like | Qty differs | Quoted footage differs by supplier (620 / 657 / 684 / 653 ft) - rounding & waste. | 620 | 657 | 684 | 653 | 4 | 1 | 3 | 2 | 4 | 1 | 3 | 2 | 63873.54 | 62572.68 | 63872.7236 | 63209.97 | 1300.8603 | 97.22 | Ferguson | 62572.68 | HD Fowler
R281 | Item 16 | Joint restraints | 16" bell restraint for DI pipe (Fast-Grip / bell restraint) | EA | 34 | 524.96 | 681.52 | 408.4824 | 1083.29 | 17848.64 | 23171.68 | 13888.4024 | 36831.86 | 408.4824 | Mountainland | 165.2% | 22943.4576 | 4 | Alt spec – verify | Qty differs | F = Fast-Grip gasket; H = EZ Grip bell restraint; M = Ford UFR1390; S = split Stargrip retrofit ($1,083 ea). | 29 | 36 | 33 | 34 | 2 | 3 | 1 | 4 | 2 | 3 | 1 | 4 | 17848.64 | 23171.68 | 13888.4024 | 36831.86 | 22943.4579 | 1083.29 | Scholzen | 13888.4024 | Mountainland
R282 | Item 16 | DI fittings | 20" x 16" MJ reducer | EA | 1 | 819.8 | 856.54 | 836.05 | 897.18 | 819.8 | 856.54 | 836.05 | 897.18 | 819.8 | Ferguson | 9.439% | 77.38 | 4 | Like-for-like | OK |  | 1 | 1 | 1 | 1 | 1 | 3 | 2 | 4 | 1 | 3 | 2 | 4 | 819.8 | 856.54 | 836.05 | 897.18 | 77.3803 | 897.18 | Scholzen | 819.8 | Ferguson
R283 | Item 16 | DI fittings | 16" MJ 22-1/2° bend | EA | 3 | 750.78 | 784.43 | 851.7067 | 835.75 | 2252.34 | 2353.29 | 2555.12 | 2507.25 | 750.78 | Ferguson | 13.44% | 302.78 | 4 | Like-for-like | Qty differs |  | 4 | 3 | 3 | 3 | 1 | 2 | 4 | 3 | 1 | 2 | 4 | 3 | 2252.34 | 2353.29 | 2555.12 | 2507.25 | 302.7803 | 851.7067 | Mountainland | 2252.34 | Ferguson
R284 | Item 16 | DI fittings | 16" MJ x flange 22-1/2° bend | EA | 1 | — | 1561.46 | 1570.88 | 1324.94 | — | 1561.46 | 1570.88 | 1324.94 | 1324.94 | Scholzen | 18.56% | 245.94 | 3 | Alt spec – verify | OK | S quoted a flange x flange 22-1/2° bend. |  | 1 | 1 | 1 |  | 2 | 3 | 1 | 0 | 2 | 4 | 1 | 1324.94 | 1561.46 | 1570.88 | 1324.94 | 245.9403 | 1570.88 | Mountainland | 1324.94 | Scholzen
R285 | Item 16 | DI spools | 16" x 18' flange x PE DI spool | EA | 1 | — | — | — | 6391 | — | — | — | 6391 | 6391 | Scholzen | — | — | 1 | Single quote | [5 empty] | 1 |  |  |  | 1 | 0 | 0 | 0 | 5 | 0 | 0 | 0 | 0 |  |  |  | 0
R286 | Item 16 | Joint restraints | 20" MJ restraint - for DI pipe | EA | 1 | 303.64 | 563.07 | 314.35 | 441.53 | 303.64 | 563.07 | 314.35 | 441.53 | 303.64 | Ferguson | 85.44% | 259.43 | 4 | Like-for-like | OK |  | 1 | 1 | 1 | 1 | 1 | 4 | 2 | 3 | 1 | 4 | 2 | 3 | 303.64 | 563.07 | 314.35 | 441.53 | 259.4303 | 563.07 | HD Fowler | 303.64 | Ferguson
R287 | Item 16 | Joint restraints | 16" MJ restraint - for DI pipe | EA | 7 | 226.94 | 273.18 | 234.9525 | 315.53 | 1588.58 | 1912.26 | 1644.6675 | 2208.71 | 226.94 | Ferguson | 39.04% | 620.13 | 4 | Like-for-like | Qty differs |  | 9 | 7 | 8 | 7 | 1 | 3 | 2 | 4 | 1 | 3 | 2 | 4 | 1588.58 | 1912.26 | 1644.6675 | 2208.71 | 620.1303 | 315.53 | Scholzen | 1588.58 | Ferguson
R288 | Item 16 | DI fittings | 20" MJ gasket & T-bolt set | EA | 1 | — | — | — | 96.75 | — | — | — | 96.75 | 96.75 | Scholzen | — | — | 1 | Single quote | [5 empty] | 1 |  |  |  | 1 | 0 | 0 | 0 | 5 | 0 | 0 | 0 | 0 |  |  |  | 0
R289 | Item 16 | Flange bolts & gaskets | 16" flange bolt & gasket set | SET | 2 | — | — | — | 124 | — | — | — | 248 | 124 | Scholzen | — | — | 1 | Single quote | [5 empty] | 2 |  |  |  | 1 | 0 | 0 | 0 | 5 | 0 | 0 | 0 | 0 |  |  |  | 0
R290 | Item 16 | Casing & conduit | 3" Sch 40 PVC conduit (20' lengths) | FT | 1400 | 1.9371 | 2.12 | 1.975 | 2.12 | 2711.9355 | 2968 | 2765 | 2968 | 1.9371 | Ferguson | 9.442% | 256.0645 | 4 | Like-for-like | Qty differs |  | 1240 | 1320 | 1400 | 1540 | 1 | 3 | 2 | 3 | 1 | 4 | 2 | 4 | 2711.9355 | 2968 | 2765 | 2968 | 256.0648 | 2.12 | HD Fowler | 2711.9355 | Ferguson
R291 | Item 16 | Casing & conduit | 3" conduit sweep 90° elbow (Sch 40) | EA | 4 | 40.21 | 21.4 | 36.4975 | 34 | 160.84 | 85.6 | 145.99 | 136 | 21.4 | HD Fowler | 87.9% | 75.24 | 4 | Alt spec – verify | Qty differs | H quoted a 22° sweep elbow. | 8 | 4 | 4 | 4 | 4 | 1 | 3 | 2 | 4 | 1 | 3 | 2 | 160.84 | 85.6 | 145.99 | 136 | 75.2403 | 40.21 | Ferguson | 85.6 | HD Fowler
R292 | Item 16 | Casing & conduit | 3" Sch 80 PVC pipe | FT | 1260 | — | — | — | 4.4 | — | — | — | 5544 | 4.4 | Scholzen | — | — | 1 | Single quote |  | Scholzen quoted both Sch 80 and Sch 40 3" conduit - possible duplicate. |  |  |  | 1260 |  |  |  | 1 | 0 | 0 | 0 | 5 | 0 | 0 | 0 | 0 |  |  |  | 0
R293 | Item 16 | Casing & conduit | 3" PVC 45° elbow (Sch 80) | EA | 8 | — | — | — | 45.37 | — | — | — | 362.96 | 45.37 | Scholzen | — | — | 1 | Single quote | [5 empty] | 8 |  |  |  | 1 | 0 | 0 | 0 | 5 | 0 | 0 | 0 | 0 |  |  |  | 0
R294 | Item 16 | Casing & conduit | 3" threaded flange for steel pipe | EA | 1 | — | — | — | 89.18 | — | — | — | 89.18 | 89.18 | Scholzen | — | — | 1 | Single quote | [5 empty] | 1 |  |  |  | 1 | 0 | 0 | 0 | 5 | 0 | 0 | 0 | 0 |  |  |  | 0
R295 | Item 16 | Casing & conduit | Mule tape, 1,250 lb | EA | 2 | 144.44 | — | — | — | 288.88 | — | — | — | 144.44 | Ferguson | — | — | 1 | Single quote |  |  | 2 |  |  |  | 1 |  |  |  | 5 | 0 | 0 | 0 | 0 | 0 | 0 | 0 |  |  |  | 0
R296 | Item 16 | Casing & conduit | 36" steel casing pipe | FT | 580 | 240.58 | No bid | 267.0526 | — | 139536.4 | — | 154890.53 | — | 240.58 | Ferguson | 11% | 15354.13 | 2 | Alt spec – verify | OK | F = .572" wall; M = .625" spiral-weld A252. HD Fowler: NO BID (its line reads .562" wall). Scholzen: not quoted. | 580 |  | 580 |  | 1 |  | 2 |  | 1 | 0 | 4 | 0 | 139536.4 | 139536.4 | 154890.53 | 139536.4 | 15354.1303 | 267.0526 | Mountainland | 139536.4 | Ferguson
R297 | Item 16 | Casing & conduit | Casing spacers (stainless, multi-carrier cluster) | EA | 117 | 437.65 | Price to follow | 363.75 | — | 51205.05 | — | 42558.75 | — | 363.75 | Mountainland | 20.32% | 8646.3 | 2 | Like-for-like | Qty differs | HD Fowler: price to follow. Scholzen: not quoted. | 97 |  | 117 |  | 2 |  | 1 |  | 4 | 0 | 1 | 0 | 51205.05 | 42558.75 | 42558.75 | 42558.75 | 8646.3003 | 437.65 | Ferguson | 42558.75 | Mountainland
R298 | Item 16 | Casing & conduit | Casing end seals | EA | 2 | 328.24 | Price to follow | 337.5 | — | 656.48 | — | 675 | — | 328.24 | Ferguson | 2.821% | 18.52 | 2 | Like-for-like | OK | HD Fowler: price to follow. Scholzen: not quoted. | 2 |  | 2 |  | 1 |  | 2 |  | 1 | 0 | 4 | 0 | 656.48 | 656.48 | 675 | 656.48 | 18.5203 | 337.5 | Mountainland | 656.48 | Ferguson
R299 | Item 16 | Ancillary (single supplier) | Polywrap bag, 20"-24" x 18' pipe (8 mil) | FT | 1020 | — | 1.45 | — | — | — | 1479 | — | — | 1.45 | HD Fowler | — | — | 1 | Single quote |  |  |  | 1020 |  |  |  | 1 |  |  | 0 | 5 | 0 | 0 | 0 | 0 | 0 | 0 |  |  |  | 0
R300 | Item 16 | Ancillary (single supplier) | Poly-wrap tape 2" x 100' (10 mil) | RL | 15 | — | 6.64 | — | — | — | 99.6 | — | — | 6.64 | HD Fowler | — | — | 1 | Single quote |  |  |  | 15 |  |  |  | 1 |  |  | 0 | 5 | 0 | 0 | 0 | 0 | 0 | 0 |  |  |  | 0
R301 | Item 16 | Ancillary (single supplier) | Granular chlorine (HTH) 5-lb jug | EA | 2 | — | 42.82 | — | — | — | 85.64 | — | — | 42.82 | HD Fowler | — | — | 1 | Single quote |  |  |  | 2 |  |  |  | 1 |  |  | 0 | 5 | 0 | 0 | 0 | 0 | 0 | 0 |  |  |  | 0
R302 | Item 16 | Ancillary (single supplier) | Nevastane HD2T food-grade grease (42-lb pail) | EA | 1 | — | 647.81 | — | — | — | 647.81 | — | — | 647.81 | HD Fowler | — | — | 1 | Single quote |  | Priced, qty by contractor; not in HD Fowler's total. | [5 empty] | 1 |  |  | 0 | 5 | 0 | 0 | 0 | 0 | 0 | 0 |  |  |  | 0
R303 | Item 16 | Supports, sleeves & seals | 2" PVC Sch 80 pipe (Item 16) | FT | 40 | — | — | — | 2.1 | — | — | — | 84 | 2.1 | Scholzen | — | — | 1 | Single quote | [5 empty] | 40 |  |  |  | 1 | 0 | 0 | 0 | 5 | 0 | 0 | 0 | 0 |  |  |  | 0
R304 | Item 16 | Supports, sleeves & seals | 2" PVC Sch 80 coupling | EA | 2 | — | — | — | 9.36 | — | — | — | 18.72 | 9.36 | Scholzen | — | — | 1 | Single quote | [5 empty] | 2 |  |  |  | 1 | 0 | 0 | 0 | 5 | 0 | 0 | 0 | 0 |  |  |  | 0
FEES & ADDERS — Quote fees & adders
R305 | Fees | Fees & adders | Estimated submittal packet fee | EA | 1 | — | 150 | — | — | — | 150 | — | — | 150 | HD Fowler | — | — | 1 | Single quote |  |  |  | 1 |  |  |  | 1 |  |  | 0 | 5 | 0 | 0 | 0 | 0 | 0 | 0 |  |  |  | 0
R306 | Fees | Fees & adders | Estimated outbound freight | EA | 1 | — | 2000 | — | — | — | 2000 | — | — | 2000 | HD Fowler | — | — | 1 | Single quote |  | Only HD Fowler itemized freight; other quotes do not state delivery charges. |  | 1 |  |  |  | 1 |  |  | 0 | 5 | 0 | 0 | 0 | 0 | 0 | 0 |  |  |  | 0
|  |  | TOTAL @ ref qty — rows each supplier quoted (not like-for-like; see Summary) | [6 empty] | 1319825.4435 | 1118774.1473 | 1254403.0396 | 1116019.98

## By Bid Item
BY BID ITEM — comparable-basis totals
Each supplier's cost at the reference quantities, over every row that at least two suppliers priced. Rows a supplier skipped are filled at the lowest competing price so scope gaps don't make a bid look cheap.
Bid item | Description | Rows compared | Ferguson | HD Fowler | Mountainland | Scholzen | Lowest total | Best supplier | $ spread (high – low) | Ferguson rows priced | HD Fowler rows priced | Mountainland rows priced | Scholzen rows priced
Item 5 | Pump station, meter vault & valve vault | 73 | 130570.028 | 112768.5223 | 115098.1823 | 123089.24 | 112768.5223 | HD Fowler | 17801.5057 | 55 | 54 | 42 | 54
Item 6 | 6" C900 PVC pipeline | 4 | 6472.8 | 6222.86 | 6213.75 | 6850.81 | 6213.75 | Mountainland | 637.06 | 4 | 4 | 3 | 3
Item 7 | 16" C900/C905 PVC pipeline | 4 | 169485.51 | 164590.5 | 153356.3777 | 146958.87 | 146958.87 | Scholzen | 22526.64 | 4 | 4 | 3 | 3
Item 8 | 12" C900 PVC pipeline | 4 | 397594.14 | 409887.56 | 402127.3257 | 406035.17 | 397594.14 | Ferguson | 12293.42 | 4 | 4 | 3 | 3
Item 9.1 | 6" gate valves | 4 | 24072.8 | 20918.88 | 21527.61 | 21428.99 | 20918.88 | HD Fowler | 3153.92 | 4 | 4 | 4 | 3
Item 9.2 | 8" gate valves | 6 | 9500.99 | 8161.71 | 8386.28 | 9200.33 | 8161.71 | HD Fowler | 1339.28 | 4 | 4 | 6 | 5
Item 9.3 | 12" gate valves | 4 | 68725.6 | 56878.72 | 59134.058 | 60880 | 56878.72 | HD Fowler | 11846.88 | 4 | 4 | 4 | 3
Item 9.4 | 16" butterfly valves | 4 | 74873.52 | 67524.96 | 57515.1264 | 56628.65 | 56628.65 | Scholzen | 18244.87 | 4 | 4 | 4 | 3
Item 10.1 | 12" 11-1/4° bends | 2 | 1335.56 | 1356.96 | 1291.23 | 1538.42 | 1291.23 | Mountainland | 247.19 | 2 | 2 | 2 | 2
Item 10.2 | 12" 45° bends | 2 | 740.03 | 753.96 | 727.57 | 853.21 | 727.57 | Mountainland | 125.64 | 2 | 2 | 2 | 2
Item 10.3 | 12" x 6" tees & 12" adapters | 5 | 18983.58 | 19595.45 | 20609.29 | 21839.34 | 18983.58 | Ferguson | 2855.76 | 5 | 4 | 5 | 5
Item 10.4 | 16" x 6" tees | 5 | 6718.09 | 7058.82 | 7328.74 | 7544.62 | 6718.09 | Ferguson | 826.53 | 4 | 3 | 4 | 4
Item 10.5 | 16" x 12" tee & sleeve | 3 | 3446.44 | 3805.98 | 3863.57 | 4074.18 | 3446.44 | Ferguson | 627.74 | 3 | 3 | 3 | 3
Item 10.6 | 36" x 24" tee & sleeve | 3 | 25845.76 | 29535.32 | 27816.02 | 28646.01 | 25845.76 | Ferguson | 3689.56 | 3 | 3 | 3 | 3
Item 10.7 | 16" flanged crosses | 1 | 9719.49 | 10155.21 | 11026.1 | 10636.92 | 9719.49 | Ferguson | 1306.61 | 1 | 1 | 1 | 1
Item 10.8 | 8" x 6" reducers | 3 | 587.6 | 587.89 | 615.31 | 660.73 | 587.6 | Ferguson | 73.13 | 3 | 2 | 3 | 2
Item 10.9 | 16" x 6" reducer | 2 | 1068.24 | 1125.31 | 969.65 | 1082.16 | 969.65 | Mountainland | 155.66 | 2 | 2 | 2 | 1
Item 10.10 | 16" x 8" reducers | 2 | 3924.64 | 4137.32 | 4082.5 | 3947.45 | 3924.64 | Ferguson | 212.68 | 2 | 2 | 2 | 1
Item 10.11 | 16" x 12" reducer | 2 | 1391.39 | 1462.94 | 1485.99 | 1459.35 | 1391.39 | Ferguson | 94.6 | 2 | 2 | 2 | 1
Item 10.12 | 24" x 16" reducer | 2 | 2689.51 | 2910.55 | 2864.66 | 2768.9 | 2689.51 | Ferguson | 221.04 | 2 | 2 | 2 | 1
Item 11 | Fire hydrants | 3 | 65533.84 | 63393 | 61851.8824 | 62264.19 | 61851.8824 | Mountainland | 3681.9576 | 3 | 3 | 2 | 2
Item 12 | 2" air-vac assemblies & relocation | 18 | 22522.31 | 18307.8044 | 20020.1611 | 20568.6044 | 18307.8044 | HD Fowler | 4214.5056 | 18 | 16 | 16 | 11
Item 13 | 2" meter installation | 0 | — | — | — | — | — | — | — | — | — | — | —
Item 14 | 3/4" water service | 9 | 981.98 | 1001.4 | 934.44 | 982.37 | 934.44 | Mountainland | 66.96 | 9 | 7 | 8 | 7
Item 16 | 16" DI crossing (SR-7) incl. 36" casing | 12 | 282282.1855 | 278796.21 | 285717.4635 | 293277.07 | 278796.21 | HD Fowler | 14480.86 | 11 | 9 | 12 | 9
Fees | Quote fees & adders | 0 | — | — | — | — | — | — | — | — | — | — | —
TOTAL | All bid items — comparable basis | 177 | 1329066.0335 | 1290937.8367 | 1274563.2869 | 1293215.5844 | 1274563.2869 | Mountainland | 54502.7466 | 155 | 145 | 138 | 132
How to read: colors rank the four suppliers within each bid item (green lowest → red highest). 'Rows priced' shows how much of the comparable scope each supplier actually quoted — a low total with low coverage means the gap-fill is doing the work.
Items 13 (2" meter) and Fees are priced by a single supplier and are excluded from comparable totals.

## Quote Lines
QUOTE LINES — every line transcribed from the four supplier quotes (blue = input; edit a price here and the comparison recalculates)
Supplier | Line ID | Bid item | Quote section | Description (as quoted) | Qty quoted | UoM quoted | Unit price quoted ($) | Extended quoted ($) | Comparison row | Comp # | Qty basis (row UoM) | In quote total? | Note | Ext used for comparison ($) | Lookup key
Ferguson | F001 | Item 5 | Meter Vault | 16 X 12 Mechanical Joint C153 Reducer Less Accessories | 2 | EA | 519.23 | 1038.46 | R004 | 1 | 2 | Y |  | 1038.46 | R004¦Ferguson¦1
Ferguson | F002 | Item 5 | Meter Vault | 12 X 7-1/2 Mechanical Joint C153 SHORT Sleeve Less Accessories | 1 | EA | 279.93 | 279.93 | R015 | 1 | 1 | Y |  | 279.93 | R015¦Ferguson¦1
Ferguson | F003 | Item 5 | Meter Vault | 12X2'6 Flange X PE Cement Lined Bituminous Tar Ductile Iron Spool | 1 | EA | 1033.09 | 1033.09 | R045 | 1 | 1 | Y |  | 1033.09 | R045¦Ferguson¦1
Ferguson | F004 | Item 5 | Meter Vault | 12X4'6 Flange X PE Cement Lined Bituminous Tar Ductile Iron Spool | 1 | EA | 1572.09 | 1572.09 | R042 | 1 | 1 | Y |  | 1572.09 | R042¦Ferguson¦1
Ferguson | F005 | Item 5 | Meter Vault | Lead Law Compliant 2 B88-777-NL Ball Valve | 1 | EA | 435.11 | 435.11 | R068 | 1 | 1 | Y |  | 435.11 | R068¦Ferguson¦1
Ferguson | F006 | Item 5 | Meter Vault | 1-1/4 - 2 Straight LEV Handle | 1 | EA | 1871.76 | 1871.76 | R069 | 1 | 1 | Y |  | 1871.76 | R069¦Ferguson¦1
Ferguson | F007 | Item 5 | Meter Vault | Lead Law Compliant 2 FIP X PVC PJ Coupling | 1 | EA | 150.41 | 150.41 | R110 | 1 | 1 | Y |  | 150.41 | R110¦Ferguson¦1
Ferguson | F008 | Item 5 | Meter Vault | *CVR* 16 PVC STARGRIP SER 4000 W/AC | 1 | EA | 232.95 | 232.95 | R071 | 1 | 1 | Y |  | 232.95 | R071¦Ferguson¦1
Ferguson | F009 | Item 5 | Meter Vault | 16 Ductile Iron Mechanical Joint Restraint 3000 Series With Accessories | 1 | EA | 276.46 | 276.46 | R072 | 1 | 1 | Y |  | 276.46 | R072¦Ferguson¦1
Ferguson | F010 | Item 5 | Meter Vault | 12 Ductile Iron Mechanical Joint Restraint 3000 Series With Accessories | 4 | EA | 154.1 | 616.4 | R074 | 1 | 4 | Y |  | 616.4 | R074¦Ferguson¦1
Ferguson | F011 | Item 5 | Meter Vault | 12 ZN 150# Flange NUT/BLT Set | 3 | EA | 45.87 | 137.61 | R078 | 1 | 3 | Y |  | 137.61 | R078¦Ferguson¦1
Ferguson | F012 | Item 5 | Meter Vault | 12 Flat Face 1/8 TORUSEAL NSF61 Flange Gasket | 3 | EA | 25.42 | 76.26 | R078 | 2 | 3 | Y |  | 76.26 | R078¦Ferguson¦2
Ferguson | F013 | Item 5 | Meter Vault | 12 Adjustable Pipe Support | 1 | EA | 168.89 | 168.89 | R083 | 1 | 1 | Y |  | 168.89 | R083¦Ferguson¦1
Ferguson | F014 | Item 5 | Meter Vault | 2 X 36 Galvanized Ready CUT Pipe | 1 | EA | 45.56 | 45.56 | R120 | 1 | 1 | Y |  | 45.56 | R120¦Ferguson¦1
Ferguson | F015 | Item 5 | Pump Station | 16X10'0 Flange X PE Cement Lined Bituminous Tar Ductile Iron Spool | 1 | EA | 3346.08 | 3346.08 | R023 | 1 | 1 | Y |  | 3346.08 | R023¦Ferguson¦1
Ferguson | F016 | Item 5 | Pump Station | 16X15'0 Flange X PE Cement Lined Bituminous Tar Ductile Iron Spool | 1 | EA | 6622.86 | 6622.86 | R022 | 1 | 1 | Y |  | 6622.86 | R022¦Ferguson¦1
Ferguson | F017 | Item 5 | Pump Station | 16X3'6 Flange X Flange Cement Lined Bituminous Tar Ductile Iron Spool | 2 | EA | 2746.33 | 5492.66 | R028 | 1 | 2 | Y |  | 5492.66 | R028¦Ferguson¦1
Ferguson | F018 | Item 5 | Pump Station | 10X4'6 Flange X Flange Cement Lined Bituminous Tar Ductile Iron Spool | 2 | EA | 1566.1 | 3132.2 | R029 | 1 | 2 | Y |  | 3132.2 | R029¦Ferguson¦1
Ferguson | F019 | Item 5 | Pump Station | 10X2'0 Flange X Flange Cement Lined Bituminous Tar Ductile Iron Spool | 2 | EA | 1007.84 | 2015.68 | R030 | 1 | 2 | Y |  | 2015.68 | R030¦Ferguson¦1
Ferguson | F020 | Item 5 | Pump Station | 8X2'6 Flange X Flange Cement Lined Bituminous Tar Ductile Iron Spool | 1 | EA | 881.22 | 881.22 | R034 | 1 | 1 | Y |  | 881.22 | R034¦Ferguson¦1
Ferguson | F021 | Item 5 | Pump Station | 8IN CLAVAL SERIES 131 W/ POSITION IND TRANSMITTER VC-220 CONTROLLER | 1 | EA | 37321.6 | 37321.6 | R050 | 1 | 1 | Y |  | 37321.6 | R050¦Ferguson¦1
Ferguson | F022 | Item 5 | Pump Station | Lead Law Compliant 8 Cast Iron Stainless Steel EPDM 255# Wafer Butterfly Valve Gear Operator | 2 | EA | 618.75 | 1237.5 | R051 | 1 | 2 | Y |  | 1237.5 | R051¦Ferguson¦1
Ferguson | F023 | Item 5 | Pump Station | 16 Ductile Iron 125# C110 Flange 90 BEND | 2 | EA | 1493.17 | 2986.34 | R001 | 1 | 2 | Y |  | 2986.34 | R001¦Ferguson¦1
Ferguson | F024 | Item 5 | Pump Station | 16 X 10 Ductile Iron 125# C110 Flange Concentric Reducer | 2 | EA | 946.86 | 1893.72 | R002 | 1 | 2 | Y |  | 1893.72 | R002¦Ferguson¦1
Ferguson | F025 | Item 5 | Pump Station | 16 X 12 Large End Mechanical Joint C153 Reducer Less Accessories | 1 | EA | 522.45 | 522.45 | R004 | 1 | 1 | Y |  | 522.45 | R004¦Ferguson¦1
Ferguson | F026 | Item 5 | Pump Station | 16 X 12 Mechanical Joint C153 Reducer Less Accessories | 2 | EA | 519.23 | 1038.46 | R004 | 1 | 2 | Y |  | 1038.46 | R004¦Ferguson¦1
Ferguson | F027 | Item 5 | Pump Station | 12 Ductile Iron 125# C110 Flange Tee | 1 | EA | 1468.02 | 1468.02 | R005 | 1 | 1 | Y |  | 1468.02 | R005¦Ferguson¦1
Ferguson | F028 | Item 5 | Pump Station | 12 Mechanical Joint X Flange C153 45 BEND Less Accessories | 1 | EA | 728.21 | 728.21 | R009 | 1 | 1 | Y |  | 728.21 | R009¦Ferguson¦1
Ferguson | F029 | Item 5 | Pump Station | 12 X 12 Mechanical Joint C153 Long Sleeve Less Accessories | 2 | EA | 368.94 | 737.88 | R014 | 1 | 2 | Y |  | 737.88 | R014¦Ferguson¦1
Ferguson | F030 | Item 5 | Pump Station | 12 Mechanical Joint X Flange C153 22-1/2 BEND Less Accessories | 1 | EA | 636.61 | 636.61 | R010 | 1 | 1 | Y |  | 636.61 | R010¦Ferguson¦1
Ferguson | F031 | Item 5 | Pump Station | 12 Mechanical Joint X Flange C153 Adapter Less Accessories | 1 | EA | 419.9 | 419.9 | R013 | 1 | 1 | Y |  | 419.9 | R013¦Ferguson¦1
Ferguson | F032 | Item 5 | Pump Station | 10 Ductile Iron 125# C110 Flange Tee | 2 | EA | 1012 | 2024 | R006 | 1 | 2 | Y |  | 2024 | R006¦Ferguson¦1
Ferguson | F033 | Item 5 | Pump Station | 10 X 8 Ductile Iron 125# C110 Flange Tee | 2 | EA | 870.11 | 1740.22 | R007 | 1 | 2 | Y |  | 1740.22 | R007¦Ferguson¦1
Ferguson | F034 | Item 5 | Pump Station | 10 X 2 Ductile Iron C110 125# IPT Tap on Pipe BLND Flange | 2 | EA | 347.01 | 694.02 | R019 | 1 | 2 | Y |  | 694.02 | R019¦Ferguson¦1
Ferguson | F035 | Item 5 | Pump Station | 8 Ductile Iron 125# C110 Flange 90 BEND | 2 | EA | 446.99 | 893.98 | R008 | 1 | 2 | Y |  | 893.98 | R008¦Ferguson¦1
Ferguson | F036 | Item 5 | Pump Station | 4 X 12 Mechanical Joint C153 Long Sleeve Less Accessories | 1 | EA | 85.78 | 85.78 | R017 | 1 | 1 | Y |  | 85.78 | R017¦Ferguson¦1
Ferguson | F037 | Item 5 | Pump Station | 2 Combination Air & VAC CI Valve With NPT Threaded | 2 | EA | 1232.38 | 2464.76 | R058 | 1 | 2 | Y |  | 2464.76 | R058¦Ferguson¦1
Ferguson | F038 | Item 5 | Pump Station | 4 CL350 Double Cement Lined Ductile Iron FASTITE Pipe | 20 | FT | 40.33 | 806.6 | R020 | 1 | 20 | Y |  | 806.6 | R020¦Ferguson¦1
Ferguson | F039 | Item 5 | Pump Station | 4 X 20 FT PVC Schedule 80 BE Pipe | 80 | C | 2097.7 | 1678.16 | R091 | 1 | 80 | Y | Price is per 100 ft; qty in ft | 1678.16 | R091¦Ferguson¦1
Ferguson | F040 | Item 5 | Pump Station | 4 X 20 FT PVC Schedule 40 BE Pipe | 40 | C | 272.95 | 109.18 | R092 | 1 | 40 | Y | Price is per 100 ft; qty in ft | 109.18 | R092¦Ferguson¦1
Ferguson | F041 | Item 5 | Pump Station | 2 X 20 FT PVC Schedule 80 BE Pipe | 80 | C | 701.4 | 561.12 | R089 | 1 | 80 | Y | Price is per 100 ft; qty in ft | 561.12 | R089¦Ferguson¦1
Ferguson | F042 | Item 5 | Pump Station | 2 X 20 FT PVC Schedule 40 BE Pipe | 20 | C | 98.8 | 19.76 | R090 | 1 | 20 | Y | Price is per 100 ft; qty in ft | 19.76 | R090¦Ferguson¦1
Ferguson | F043 | Item 5 | Pump Station | 4 PVC DWV Combination | 3 | EA | 36.04 | 108.12 | R099 | 1 | 3 | Y |  | 108.12 | R099¦Ferguson¦1
Ferguson | F044 | Item 5 | Pump Station | 4 PVC DWV 2 - WAY Cleanout Tee | 1 | EA | 31.68 | 31.68 | R100 | 1 | 1 | Y |  | 31.68 | R100¦Ferguson¦1
Ferguson | F045 | Item 5 | Pump Station | 4 PVC DWV Long Sweep 90 Elbow | 2 | EA | 17.7 | 35.4 | R095 | 1 | 2 | Y |  | 35.4 | R095¦Ferguson¦1
Ferguson | F046 | Item 5 | Pump Station | 4 PVC DWV 45 Elbow | 2 | EA | 11.96 | 23.92 | R096 | 1 | 2 | Y |  | 23.92 | R096¦Ferguson¦1
Ferguson | F047 | Item 5 | Pump Station | 4 X 2 PVC DWV Slip X Hub FLUSH Bushing | 1 | EA | 10.73 | 10.73 | R101 | 1 | 1 | Y |  | 10.73 | R101¦Ferguson¦1
Ferguson | F048 | Item 5 | Pump Station | 2 PVC DWV LS 90 ELL | 1 | EA | 4.07 | 4.07 | R106 | 1 | 1 | Y |  | 4.07 | R106¦Ferguson¦1
Ferguson | F049 | Item 5 | Pump Station | 4 STD No-Hub Coupling | 4 | EA | 10.85 | 43.4 | R103 | 1 | 4 | Y |  | 43.4 | R103¦Ferguson¦1
Ferguson | F050 | Item 5 | Pump Station | 4 NL HD Floor Drain With 9 Strainer | 4 | EA | 434.52 | 1738.08 | R111 | 1 | 4 | Y |  | 1738.08 | R111¦Ferguson¦1
Ferguson | F051 | Item 5 | Pump Station | 2 PVC Schedule 80 Slip X Slip 45 Elbow | 2 | EA | 22.1 | 44.2 | R107 | 1 | 2 | Y |  | 44.2 | R107¦Ferguson¦1
Ferguson | F052 | Item 5 | Pump Station | 2 Stainless Steel 316 150# Thread Tee | 2 | EA | 112.7 | 225.4 | R128 | 1 | 2 | Y |  | 225.4 | R128¦Ferguson¦1
Ferguson | F053 | Item 5 | Pump Station | 2 X 1 Stainless Steel 316 150# Thread Bushing | 2 | EA | 60.9 | 121.8 | R129 | 1 | 2 | Y |  | 121.8 | R129¦Ferguson¦1
Ferguson | F054 | Item 5 | Pump Station | 2X4 SS S40 316L WLD NIP | 6 | EA | 272.2 | 1633.2 | R130 | 1 | 6 | Y |  | 1633.2 | R130¦Ferguson¦1
Ferguson | F055 | Item 5 | Pump Station | 1X4 S40 304L WLD NIP TBE | 2 | EA | 10.44 | 20.88 | R127 | 1 | 2 | Y |  | 20.88 | R127¦Ferguson¦1
Ferguson | F056 | Item 5 | Pump Station | 2 Stainless Steel 1000# Threaded 2 Piece Full Port BV Locking Lever | 2 | EA | 405.66 | 811.32 | R060 | 1 | 2 | Y |  | 811.32 | R060¦Ferguson¦1
Ferguson | F057 | Item 5 | Pump Station | 2 X 48 Galvanized Ready CUT Pipe | 2 | EA | 59.2 | 118.4 | R121 | 1 | 2 | Y |  | 118.4 | R121¦Ferguson¦1
Ferguson | F058 | Item 5 | Pump Station | 1 Stainless Steel 1000# Threaded 2 Piece Full Port BV Locking Lever | 2 | EA | 132.26 | 264.52 | R062 | 1 | 2 | Y |  | 264.52 | R062¦Ferguson¦1
Ferguson | F059 | Item 5 | Pump Station | 2 X 36 Galvanized Ready CUT Pipe | 4 | EA | 45.56 | 182.24 | R120 | 1 | 4 | Y |  | 182.24 | R120¦Ferguson¦1
Ferguson | F060 | Item 5 | Pump Station | 2 X 12 Galvanized Steel Nipple | 2 | EA | 78.61 | 157.22 | R118 | 1 | 2 | Y |  | 157.22 | R118¦Ferguson¦1
Ferguson | F061 | Item 5 | Pump Station | 2 X 4 Galvanized Steel Nipple | 2 | EA | 24.25 | 48.5 | R116 | 1 | 2 | Y |  | 48.5 | R116¦Ferguson¦1
Ferguson | F062 | Item 5 | Pump Station | 2 Galvanized Malleable Iron 150# 90 Elbow | 4 | EA | 36.06 | 144.24 | R114 | 1 | 4 | Y |  | 144.24 | R114¦Ferguson¦1
Ferguson | F063 | Item 5 | Pump Station | 2 Air VAC BUG SCRN 20 MESH | 2 | EA | 44.4 | 88.8 | R113 | 1 | 2 | Y |  | 88.8 | R113¦Ferguson¦1
Ferguson | F064 | Item 5 | Pump Station | 12 Ductile Iron Mechanical Joint Restraint 3000 Series With Accessories | 5 | EA | 154.1 | 770.5 | R074 | 1 | 5 | Y |  | 770.5 | R074¦Ferguson¦1
Ferguson | F065 | Item 5 | Pump Station | 12 PVC SGRIP SERIES 4000 G2 W/ ACC | 2 | EA | 169.74 | 339.48 | R073 | 1 | 2 | Y |  | 339.48 | R073¦Ferguson¦1
Ferguson | F066 | Item 5 | Pump Station | 4 PVC SGRIP SERIES 4000 G2 W/ ACC | 2 | EA | 57.6 | 115.2 | R075 | 1 | 2 | Y |  | 115.2 | R075¦Ferguson¦1
Ferguson | F067 | Item 5 | Pump Station | 16 ZN 150# Flange NUT/BLT Set | 6 | EA | 86.81 | 520.86 | R077 | 1 | 6 | Y |  | 520.86 | R077¦Ferguson¦1
Ferguson | F068 | Item 5 | Pump Station | 16 Flat Face 1/8 TORUSEAL NSF61 Flange Gasket | 6 | EA | 51.34 | 308.04 | R077 | 2 | 6 | Y |  | 308.04 | R077¦Ferguson¦2
Ferguson | F069 | Item 5 | Pump Station | 12 Flat Face 1/8 TORUSEAL NSF61 Flange Gasket | 5 | EA | 25.42 | 127.1 | R078 | 2 | 5 | Y |  | 127.1 | R078¦Ferguson¦2
Ferguson | F070 | Item 5 | Pump Station | 12 ZN 150# Flange NUT/BLT Set | 3 | EA | 45.87 | 137.61 | R078 | 1 | 3 | Y |  | 137.61 | R078¦Ferguson¦1
Ferguson | F071 | Item 5 | Pump Station | 10 Flat Face 1/8 TORUSEAL NSF61 Flange Gasket | 14 | EA | 23.02 | 322.28 | R079 | 2 | 14 | Y |  | 322.28 | R079¦Ferguson¦2
Ferguson | F072 | Item 5 | Pump Station | 10 ZN 150# Flange NUT/BLT Set | 14 | EA | 42.72 | 598.08 | R079 | 1 | 14 | Y |  | 598.08 | R079¦Ferguson¦1
Ferguson | F073 | Item 5 | Pump Station | 8 Flat Face 1/8 TORUSEAL NSF61 Flange Gasket | 7 | EA | 19.8 | 138.6 | R080 | 2 | 7 | Y |  | 138.6 | R080¦Ferguson¦2
Ferguson | F074 | Item 5 | Pump Station | 8 ZN 150# Flange NUT/BLT Set | 7 | EA | 19.41 | 135.87 | R080 | 1 | 7 | Y |  | 135.87 | R080¦Ferguson¦1
Ferguson | F075 | Item 5 | Pump Station | 8 ZN 150# A307B LUG BFV BLT SET | 2 | EA | 34.57 | 69.14 | R081 | 1 | 2 | Y |  | 69.14 | R081¦Ferguson¦1
Ferguson | F076 | Item 5 | Valve Vault | 12IN AVTEK DBLOFF BFV W/ ACTUATION | 1 | EA | 19472.57 | 19472.57 | R052 | 1 | 1 | Y |  | 19472.57 | R052¦Ferguson¦1
Ferguson | F077 | Item 5 | Valve Vault | 12 X 7-1/2 Mechanical Joint C153 SHORT Sleeve Less Accessories | 1 | EA | 279.93 | 279.93 | R015 | 1 | 1 | Y |  | 279.93 | R015¦Ferguson¦1
Ferguson | F078 | Item 5 | Valve Vault | 12X3'0 Flange X PE Cement Lined Bituminous Tar Ductile Iron Spool | 1 | EA | 1167.83 | 1167.83 | R044 | 1 | 1 | Y |  | 1167.83 | R044¦Ferguson¦1
Ferguson | F079 | Item 5 | Valve Vault | 12X5'0 Flange X PE Cement Lined Bituminous Tar Ductile Iron Spool | 1 | EA | 1706.83 | 1706.83 | R039 | 1 | 1 | Y |  | 1706.83 | R039¦Ferguson¦1
Ferguson | F080 | Item 5 | Valve Vault | 12 X 12 Mechanical Joint C153 Long Sleeve Less Accessories | 1 | EA | 368.94 | 368.94 | R014 | 1 | 1 | Y |  | 368.94 | R014¦Ferguson¦1
Ferguson | F081 | Item 5 | Valve Vault | 12 Ductile Iron Mechanical Joint Restraint 3000 Series With Accessories | 4 | EA | 154.1 | 616.4 | R074 | 1 | 4 | Y |  | 616.4 | R074¦Ferguson¦1
Ferguson | F082 | Item 5 | Valve Vault | 12 ZN 150# Flange NUT/BLT Set | 2 | EA | 45.87 | 91.74 | R078 | 1 | 2 | Y |  | 91.74 | R078¦Ferguson¦1
Ferguson | F083 | Item 6 |  | 6 C900 DR18 PVC Gasket Joint Blue Pipe | 560 | FT | 8.06 | 4513.6 | R139 | 1 | 560 | Y |  | 4513.6 | R139¦Ferguson¦1
Ferguson | F084 | Item 6 |  | 12 Gauge 500 FT Irrigation Underground Feeder WIRE Blue | 1000 | M | 372.39 | 372.39 | R140 | 1 | 1000 | Y | Price is per 1,000 ft; qty in ft | 372.39 | R140¦Ferguson¦1
Ferguson | F085 | Item 6 |  | 3 X 1000 Underground Detectable Water Blue | 1 | EA | 39.71 | 39.71 | R141 | 1 | 1 | Y |  | 39.71 | R141¦Ferguson¦1
Ferguson | F086 | Item 7 |  | 16 C905 DR18 CL235 PVC Gasket Joint Blue Pipe | 3000 | FT | 35.9 | 107700 | R147 | 1 | 3000 | Y |  | 107700 | R147¦Ferguson¦1
Ferguson | F087 | Item 7 |  | 12 Gauge 500 FT Irrigation Underground Feeder WIRE Blue | 3500 | M | 372.39 | 1303.36 | R148 | 1 | 3500 | Y | Price is per 1,000 ft; qty in ft | 1303.36 | R148¦Ferguson¦1
Ferguson | F088 | Item 7 |  | 3 X 1000 Underground Detectable Water Blue | 4 | EA | 39.71 | 158.84 | R149 | 1 | 4 | Y |  | 158.84 | R149¦Ferguson¦1
Ferguson | F089 | Item 8 |  | 12 C900 DR18 PVC Gasket Joint Blue Pipe | 12500 | FT | 28.64 | 358000 | R156 | 1 | 12500 | Y |  | 358000 | R156¦Ferguson¦1
Ferguson | F090 | Item 8 |  | 12 Gauge 500 FT Irrigation Underground Feeder WIRE Blue | 13000 | M | 372.39 | 4841.07 | R157 | 1 | 13000 | Y | Price is per 1,000 ft; qty in ft | 4841.07 | R157¦Ferguson¦1
Ferguson | F091 | Item 8 |  | 3 X 1000 Underground Detectable Water Blue | 13 | EA | 39.71 | 516.23 | R158 | 1 | 13 | Y |  | 516.23 | R158¦Ferguson¦1
Ferguson | F092 | Item 9.1 |  | 6 Mechanical Joint X Flanged Ductile Iron Resilient Wedge Open Left GATE Valve Less Accessories | 16 | EA | 1238.16 | 19810.56 | R164 | 1 | 16 | Y |  | 19810.56 | R164¦Ferguson¦1
Ferguson | F093 | Item 9.1 |  | 6 PVC SGRIP SERIES 4000 G2 W/ ACC | 16 | EA | 69 | 1104 | R166 | 1 | 16 | Y |  | 1104 | R166¦Ferguson¦1
Ferguson | F094 | Item 9.1 |  | 6 Flat Face 1/8 TORUSEAL NSF61 Flange Gasket | 16 | EA | 13.7 | 219.2 | R167 | 2 | 16 | Y |  | 219.2 | R167¦Ferguson¦2
Ferguson | F095 | Item 9.1 |  | 6 ZN 150# Flange NUT/BLT Set | 16 | EA | 18.64 | 298.24 | R167 | 1 | 16 | Y |  | 298.24 | R167¦Ferguson¦1
Ferguson | F096 | Item 9.1 |  | 6IN UFR1390-C-U Restrainer | 16 | EA | 85.95 | 1375.2 | R142 | 1 | 16 | Y |  | 1375.2 | R142¦Ferguson¦1
Ferguson | F097 | Item 9.1 |  | 16 Slip Valve Box TOP SECT | 16 | EA | 50 | 800 | R165 | 2 | 16 | Y |  | 800 | R165¦Ferguson¦2
Ferguson | F098 | Item 9.1 |  | 36 Slip Valve Box BOT SECT | 16 | EA | 90.04 | 1440.64 | R165 | 1 | 16 | Y |  | 1440.64 | R165¦Ferguson¦1
Ferguson | F099 | Item 9.1 |  | 5-1/4 Cast Iron Valve Box LID Water | 16 | EA | 25.01 | 400.16 | R165 | 3 | 16 | Y |  | 400.16 | R165¦Ferguson¦3
Ferguson | F100 | Item 9.2 |  | 8 Mechanical Joint X FL Ductile Iron Resilient Wedge Open Left GATE Valve Less Accessories | 4 | EA | 1971.97 | 7887.88 | R168 | 1 | 4 | Y |  | 7887.88 | R168¦Ferguson¦1
Ferguson | F101 | Item 9.2 |  | 8 PVC SGRIP SERIES 4000 G2 W/ ACC | 4 | EA | 92.92 | 371.68 | R170 | 1 | 4 | Y |  | 371.68 | R170¦Ferguson¦1
Ferguson | F102 | Item 9.2 |  | 8 Flat Face 1/8 TORUSEAL NSF61 Flange Gasket | 4 | EA | 19.8 | 79.2 | R172 | 2 | 4 | Y |  | 79.2 | R172¦Ferguson¦2
Ferguson | F103 | Item 9.2 |  | 8 ZN 150# Flange NUT/BLT Set | 4 | EA | 19.41 | 77.64 | R172 | 1 | 4 | Y |  | 77.64 | R172¦Ferguson¦1
Ferguson | F104 | Item 9.2 |  | 16 Slip Valve Box TOP SECT | 4 | EA | 50 | 200 | R169 | 2 | 4 | Y |  | 200 | R169¦Ferguson¦2
Ferguson | F105 | Item 9.2 |  | 36 Slip Valve Box BOT SECT | 4 | EA | 90.04 | 360.16 | R169 | 1 | 4 | Y |  | 360.16 | R169¦Ferguson¦1
Ferguson | F106 | Item 9.2 |  | 5-1/4 Cast Iron Valve Box LID Water | 4 | EA | 25.01 | 100.04 | R169 | 3 | 4 | Y |  | 100.04 | R169¦Ferguson¦3
Ferguson | F107 | Item 9.3 |  | 12 Mechanical Joint X Flanged Ductile Iron Resilient Wedge Open Left GATE Valve Less Accessories | 16 | EA | 3889.27 | 62228.32 | R176 | 1 | 16 | Y |  | 62228.32 | R176¦Ferguson¦1
Ferguson | F108 | Item 9.3 |  | 12 PVC SGRIP SERIES 4000 G2 W/ ACC | 16 | EA | 169.74 | 2715.84 | R178 | 1 | 16 | Y |  | 2715.84 | R178¦Ferguson¦1
Ferguson | F109 | Item 9.3 |  | 12 Flat Face 1/8 TORUSEAL NSF61 Flange Gasket | 16 | EA | 25.42 | 406.72 | R180 | 2 | 16 | Y |  | 406.72 | R180¦Ferguson¦2
Ferguson | F110 | Item 9.3 |  | 12 ZN 150# Flange NUT/BLT Set | 16 | EA | 45.87 | 733.92 | R180 | 1 | 16 | Y |  | 733.92 | R180¦Ferguson¦1
Ferguson | F111 | Item 9.3 |  | 12IN UFR1390-C-U Restrainer | 154 | EA | 259.37 | 39942.98 | R159 | 1 | 154 | Y |  | 39942.98 | R159¦Ferguson¦1
Ferguson | F112 | Item 9.3 |  | 16 Slip Valve Box TOP SECT | 16 | EA | 50 | 800 | R177 | 2 | 16 | Y |  | 800 | R177¦Ferguson¦2
Ferguson | F113 | Item 9.3 |  | 36 Slip Valve Box BOT SECT | 16 | EA | 90.04 | 1440.64 | R177 | 1 | 16 | Y |  | 1440.64 | R177¦Ferguson¦1
Ferguson | F114 | Item 9.3 |  | 5-1/4 Cast Iron Valve Box LID Water | 16 | EA | 25.01 | 400.16 | R177 | 3 | 16 | Y |  | 400.16 | R177¦Ferguson¦3
Ferguson | F115 | Item 9.4 |  | 16 250B Mechanical Joint X 125 Flanged EPDM Butterfly Valve | 12 | EA | 5586.2 | 67034.4 | R183 | 1 | 12 | Y |  | 67034.4 | R183¦Ferguson¦1
Ferguson | F116 | Item 9.4 |  | 16 PVC STARGRIP SER 4000 W/AC | 12 | EA | 350.06 | 4200.72 | R185 | 1 | 12 | Y |  | 4200.72 | R185¦Ferguson¦1
Ferguson | F117 | Item 9.4 |  | 16 Flat Face 1/8 TORUSEAL NSF61 Flange Gasket | 12 | EA | 51.34 | 616.08 | R187 | 2 | 12 | Y |  | 616.08 | R187¦Ferguson¦2
Ferguson | F118 | Item 9.4 |  | 16 ZN 150# Flange NUT/BLT Set | 12 | EA | 86.81 | 1041.72 | R187 | 1 | 12 | Y |  | 1041.72 | R187¦Ferguson¦1
Ferguson | F119 | Item 9.4 |  | 16IN UFR1390-C-U RESTRAINER | 89 | EA | 677.79 | 60323.31 | R150 | 1 | 89 | Y |  | 60323.31 | R150¦Ferguson¦1
Ferguson | F120 | Item 9.4 |  | 36 Slip Valve Box BOT SECT | 12 | EA | 90.04 | 1080.48 | R184 | 1 | 12 | Y |  | 1080.48 | R184¦Ferguson¦1
Ferguson | F121 | Item 9.4 |  | 16 Slip Valve Box TOP SECT | 12 | EA | 50 | 600 | R184 | 2 | 12 | Y |  | 600 | R184¦Ferguson¦2
Ferguson | F122 | Item 9.4 |  | 5-1/4 Cast Iron Valve Box LID Water | 12 | EA | 25.01 | 300.12 | R184 | 3 | 12 | Y |  | 300.12 | R184¦Ferguson¦3
Ferguson | F123 | Item 10.1 |  | 12 Mechanical Joint C153 11-1/4 BEND Less Accessories | 2 | EA | 328.3 | 656.6 | R191 | 1 | 2 | Y |  | 656.6 | R191¦Ferguson¦1
Ferguson | F124 | Item 10.1 |  | 12 PVC SGRIP SERIES 4000 G2 W/ ACC | 4 | EA | 169.74 | 678.96 | R192 | 1 | 4 | Y |  | 678.96 | R192¦Ferguson¦1
Ferguson | F125 | Item 10.2 |  | 12 Mechanical Joint C153 45 BEND Less Accessories | 1 | EA | 400.55 | 400.55 | R193 | 1 | 1 | Y |  | 400.55 | R193¦Ferguson¦1
Ferguson | F126 | Item 10.2 |  | 12 PVC SGRIP SERIES 4000 G2 W/ ACC | 2 | EA | 169.74 | 339.48 | R194 | 1 | 2 | Y |  | 339.48 | R194¦Ferguson¦1
Ferguson | F127 | Item 10.3 |  | 12 X 6 Ductile Iron 125# C110 Flange Tee | 11 | EA | 1159.71 | 12756.81 | R195 | 1 | 11 | Y |  | 12756.81 | R195¦Ferguson¦1
Ferguson | F128 | Item 10.3 |  | 12 X 6 Mechanical Joint X Flange C153 Tee Less Accessories | 1 | EA | 599.85 | 599.85 | R196 | 1 | 1 | Y |  | 599.85 | R196¦Ferguson¦1
Ferguson | F129 | Item 10.3 |  | 12 Mechanical Joint X Flange C153 Adapter Less Accessories | 8 | EA | 419.9 | 3359.2 | R197 | 1 | 8 | Y |  | 3359.2 | R197¦Ferguson¦1
Ferguson | F130 | Item 10.3 |  | 12 PVC SGRIP SERIES 4000 G2 W/ ACC | 10 | EA | 169.74 | 1697.4 | R198 | 1 | 10 | Y |  | 1697.4 | R198¦Ferguson¦1
Ferguson | F131 | Item 10.3 |  | 12 Flat Face 1/8 TORUSEAL NSF61 Flange Gasket | 8 | EA | 25.42 | 203.36 | R199 | 2 | 8 | Y |  | 203.36 | R199¦Ferguson¦2
Ferguson | F132 | Item 10.3 |  | 12 ZN 150# Flange NUT/BLT Set | 8 | EA | 45.87 | 366.96 | R199 | 1 | 8 | Y |  | 366.96 | R199¦Ferguson¦1
Ferguson | F133 | Item 10.4 |  | 16 X 6 Ductile Iron 125# C110 Flange Tee | 2 | EA | 2104.64 | 4209.28 | R201 | 1 | 2 | Y |  | 4209.28 | R201¦Ferguson¦1
Ferguson | F134 | Item 10.4 |  | 16 Mechanical Joint X Flange C153 Adapter Less Accessories | 1 | EA | 760.46 | 760.46 | R203 | 1 | 1 | Y |  | 760.46 | R203¦Ferguson¦1
Ferguson | F135 | Item 10.4 |  | *CVR* 16 PVC STARGRIP SER 4000 W/AC | 1 | EA | 232.95 | 232.95 | R204 | 1 | 1 | Y |  | 232.95 | R204¦Ferguson¦1
Ferguson | F136 | Item 10.4 |  | 16 Flat Face 1/8 TORUSEAL NSF61 Flange Gasket | 1 | EA | 51.34 | 51.34 | R205 | 2 | 1 | Y |  | 51.34 | R205¦Ferguson¦2
Ferguson | F137 | Item 10.4 |  | 16 ZN 150# Flange NUT/BLT Set | 1 | EA | 86.81 | 86.81 | R205 | 1 | 1 | Y |  | 86.81 | R205¦Ferguson¦1
Ferguson | F138 | Item 10.5 |  | 16 X 12 Ductile Iron 125# C110 Flange Tee | 1 | EA | 2275.56 | 2275.56 | R207 | 1 | 1 | Y |  | 2275.56 | R207¦Ferguson¦1
Ferguson | F139 | Item 10.5 |  | 16 X 15 Mechanical Joint C153 Long Sleeve Less Accessories | 1 | EA | 704.98 | 704.98 | R208 | 1 | 1 | Y |  | 704.98 | R208¦Ferguson¦1
Ferguson | F140 | Item 10.5 |  | *CVR* 16 PVC STARGRIP SER 4000 W/AC | 2 | EA | 232.95 | 465.9 | R209 | 1 | 2 | Y |  | 465.9 | R209¦Ferguson¦1
Ferguson | F141 | Item 10.6 |  | 36X24 MJXFLG C153 TEE L/A | 1 | EA | 17395.7 | 17395.7 | R212 | 1 | 1 | Y |  | 17395.7 | R212¦Ferguson¦1
Ferguson | F142 | Item 10.6 |  | 36 X 24 Mechanical Joint C153 Long Sleeve Less Accessories | 1 | EA | 4336.98 | 4336.98 | R213 | 1 | 1 | Y |  | 4336.98 | R213¦Ferguson¦1
Ferguson | F143 | Item 10.6 |  | 36 Ductile Iron Restraint Series 3000 With Accessories | 4 | EA | 1028.27 | 4113.08 | R214 | 1 | 4 | Y |  | 4113.08 | R214¦Ferguson¦1
Ferguson | F144 | Item 10.7 |  | 16 Ductile Iron 125# C110 Flange Cross | 3 | EA | 3239.83 | 9719.49 | R217 | 1 | 3 | Y |  | 9719.49 | R217¦Ferguson¦1
Ferguson | F145 | Item 10.8 |  | 8 X 6 Small End Mechanical Joint C153 Reducer Less Accessories | 2 | EA | 143.84 | 287.68 | R220 | 1 | 2 | Y |  | 287.68 | R220¦Ferguson¦1
Ferguson | F146 | Item 10.8 |  | 8 DI SGRIP SERIES 3000 W/ ACCY | 2 | EA | 80.96 | 161.92 | R223 | 1 | 2 | Y |  | 161.92 | R223¦Ferguson¦1
Ferguson | F147 | Item 10.8 |  | 6 PVC SGRIP SERIES 4000 G2 W/ ACC | 2 | EA | 69 | 138 | R222 | 1 | 2 | Y |  | 138 | R222¦Ferguson¦1
Ferguson | F148 | Item 10.9 |  | 16 X 6 Ductile Iron 125# C110 Flange Concentric Reducer | 1 | EA | 930.09 | 930.09 | R225 | 1 | 1 | Y |  | 930.09 | R225¦Ferguson¦1
Ferguson | F149 | Item 10.9 |  | 16 Flat Face 1/8 TORUSEAL NSF61 Flange Gasket | 1 | EA | 51.34 | 51.34 | R226 | 2 | 1 | Y |  | 51.34 | R226¦Ferguson¦2
Ferguson | F150 | Item 10.9 |  | 16 ZN 150# Flange NUT/BLT Set | 1 | EA | 86.81 | 86.81 | R226 | 1 | 1 | Y |  | 86.81 | R226¦Ferguson¦1
Ferguson | F151 | Item 10.10 |  | 16 X 8 Ductile Iron 125# C110 Flange Concentric Reducer | 4 | EA | 843.01 | 3372.04 | R228 | 1 | 4 | Y |  | 3372.04 | R228¦Ferguson¦1
Ferguson | F152 | Item 10.10 |  | 16 Flat Face 1/8 TORUSEAL NSF61 Flange Gasket | 4 | EA | 51.34 | 205.36 | R229 | 2 | 4 | Y |  | 205.36 | R229¦Ferguson¦2
Ferguson | F153 | Item 10.10 |  | 16 ZN 150# Flange NUT/BLT Set | 4 | EA | 86.81 | 347.24 | R229 | 1 | 4 | Y |  | 347.24 | R229¦Ferguson¦1
Ferguson | F154 | Item 10.11 |  | 16 X 12 Ductile Iron 125# C110 Flange Concentric Reducer | 1 | EA | 1253.24 | 1253.24 | R231 | 1 | 1 | Y |  | 1253.24 | R231¦Ferguson¦1
Ferguson | F155 | Item 10.11 |  | 16 Flat Face 1/8 TORUSEAL NSF61 Flange Gasket | 1 | EA | 51.34 | 51.34 | R232 | 2 | 1 | Y |  | 51.34 | R232¦Ferguson¦2
Ferguson | F156 | Item 10.11 |  | 16 ZN 150# Flange NUT/BLT Set | 1 | EA | 86.81 | 86.81 | R232 | 1 | 1 | Y |  | 86.81 | R232¦Ferguson¦1
Ferguson | F157 | Item 10.12 |  | 24 X 16 Ductile Iron 125# C110 Flange Concentric Reducer | 1 | EA | 2391.66 | 2391.66 | R234 | 1 | 1 | Y |  | 2391.66 | R234¦Ferguson¦1
Ferguson | F158 | Item 10.12 |  | 24 ZN 150# Flange NUT/BLT Set | 1 | EA | 201.49 | 201.49 | R235 | 1 | 1 | Y |  | 201.49 | R235¦Ferguson¦1
Ferguson | F159 | Item 10.12 |  | 24 Flat Face 1/8 TORUSEAL NSF61 Flange Gasket | 1 | EA | 96.36 | 96.36 | R235 | 2 | 1 | Y |  | 96.36 | R235¦Ferguson¦2
Ferguson | F160 | Item 11 |  | 5-1/4 A423 Hydrant 4'6 6 Mechanical Joint Open Left Less Accessories | 16 | EA | 3772 | 60352 | R237 | 1 | 16 | Y |  | 60352 | R237¦Ferguson¦1
Ferguson | F161 | Item 11 |  | 5-1/4 A423 Hydrant 4'6 Flanged Open Left Less Accessories RED. | 1 | EA | 3594.72 | 3594.72 | R238 | 1 | 1 | Y |  | 3594.72 | R238¦Ferguson¦1
Ferguson | F162 | Item 11 |  | 6IN UFR1500-CA-OS-U JT RESTRAINER | 16 | EA | 93.36 | 1493.76 | R239 | 1 | 16 | Y |  | 1493.76 | R239¦Ferguson¦1
Ferguson | F163 | Item 12 |  | 305-21.90 X 2 FIP SDL | 1 | EA | 1670.94 | 1670.94 | R258 | 1 | 1 | Y |  | 1670.94 | R258¦Ferguson¦1
Ferguson | F164 | Item 12 |  | 16 X 2 Iron Pipe Double Strap Bronze Saddle | 2 | EA | 564.02 | 1128.04 | R242 | 1 | 2 | Y |  | 1128.04 | R242¦Ferguson¦1
Ferguson | F165 | Item 12 |  | 13.20 X 2 Iron Pipe Bronze Saddle | 7 | EA | 427.91 | 2995.37 | R241 | 1 | 7 | Y |  | 2995.37 | R241¦Ferguson¦1
Ferguson | F166 | Item 12 |  | Lead Law Compliant 2 Brass ST 90 Elbow | 2 | EA | 71.28 | 142.56 | R261 | 1 | 2 | Y |  | 142.56 | R261¦Ferguson¦1
Ferguson | F167 | Item 12 |  | Lead Law Compliant 2 MIP X PE PJ BALL Corp | 1 | EA | 368.3 | 368.3 | R259 | 1 | 1 | Y |  | 368.3 | R259¦Ferguson¦1
Ferguson | F168 | Item 12 |  | Lead Law Compliant 2 X 4 Brass Nipple GBL | 19 | EA | 30.84 | 585.96 | R244 | 1 | 19 | Y |  | 585.96 | R244¦Ferguson¦1
Ferguson | F169 | Item 12 |  | Lead Law Compliant 2 Brass 600 # WOG 2 Piece Threaded Full Port BV | 10 | EA | 129.26 | 1292.6 | R243 | 1 | 10 | Y |  | 1292.6 | R243¦Ferguson¦1
Ferguson | F170 | Item 12 |  | 2 Combination Air & VAC CI Valve With NPT Threaded | 10 | EA | 1232.38 | 12323.8 | R240 | 1 | 10 | Y |  | 12323.8 | R240¦Ferguson¦1
Ferguson | F171 | Item 12 |  | Lead Law Compliant 2 MIP X PE PJ Coupling | 1 | EA | 160.68 | 160.68 | R260 | 1 | 1 | Y |  | 160.68 | R260¦Ferguson¦1
Ferguson | F172 | Item 12 |  | 2X100 250 PSI SIDR 7 BLUE | 100 | C | 383.33 | 383.33 | R262 | 1 | 100 | Y | Price is per 100 ft; qty in ft | 383.33 | R262¦Ferguson¦1
Ferguson | F173 | Item 12 |  | 2 X 20 FT PVC Schedule 80 BE Pipe | 200 | C | 350.7 | 701.4 | R248 | 1 | 200 | Y | Price is per 100 ft; qty in ft | 701.4 | R248¦Ferguson¦1
Ferguson | F174 | Item 12 |  | 2 PVC Schedule 80 Slip X Male Adapter | 20 | EA | 22.77 | 455.4 | R245 | 1 | 20 | Y |  | 455.4 | R245¦Ferguson¦1
Ferguson | F175 | Item 12 |  | 2 PVC S80 SXS UNION EPDM | 1 | EA | 12 | 12 | R247 | 1 | 1 | Y |  | 12 | R247¦Ferguson¦1
Ferguson | F176 | Item 12 |  | 2 PVC Schedule 80 Slip X Slip 90 Elbow | 10 | EA | 8.29 | 82.9 | R246 | 1 | 10 | Y |  | 82.9 | R246¦Ferguson¦1
Ferguson | F177 | Item 12 |  | 2 PVC Schedule 80 Slip X Slip Union EPDM | 9 | EA | 12 | 108 | R247 | 1 | 9 | Y |  | 108 | R247¦Ferguson¦1
Ferguson | F178 | Item 12 |  | 2 Galvanized Malleable Iron 150# 90 Elbow | 23 | EA | 36.06 | 829.38 | R249 | 1 | 23 | Y |  | 829.38 | R249¦Ferguson¦1
Ferguson | F179 | Item 12 |  | 2 X 24 Galvanized Ready CUT Pipe | 10 | EA | 33.64 | 336.4 | R251 | 1 | 10 | Y |  | 336.4 | R251¦Ferguson¦1
Ferguson | F180 | Item 12 |  | 2 Galvanized Malleable Iron 150# Coupling | 10 | EA | 29.04 | 290.4 | R250 | 1 | 10 | Y |  | 290.4 | R250¦Ferguson¦1
Ferguson | F181 | Item 12 |  | 2 X 18 Galvanized Ready CUT Pipe | 10 | EA | 107.98 | 1079.8 | R252 | 1 | 10 | Y |  | 1079.8 | R252¦Ferguson¦1
Ferguson | F182 | Item 12 |  | 2 X 4 Galvanized Steel Nipple | 20 | EA | 24.25 | 485 | R255 | 1 | 20 | Y |  | 485 | R255¦Ferguson¦1
Ferguson | F183 | Item 12 |  | 2 PVC FIP BUG SCRN | 10 | EA | 40.09 | 400.9 | R257 | 1 | 10 | Y |  | 400.9 | R257¦Ferguson¦1
Ferguson | F184 | Item 12 |  | 2 IPS PEP Insert STFNR | 2 | EA | 7.07 | 14.14 | R263 | 1 | 2 | Y |  | 14.14 | R263¦Ferguson¦1
Ferguson | F185 | Item 12 |  | 30 X 20 AASHTO Watertight HDPE Pipe Bell End | 5 | FT | 54.46 | 272.3 | R264 | 1 | 5 | Y |  | 272.3 | R264¦Ferguson¦1
Ferguson | F186 | Item 12 |  | 30 MANHOLE RING/COVER | 1 | EA | 420.21 | 420.21 | R265 | 1 | 1 | Y |  | 420.21 | R265¦Ferguson¦1
Ferguson | F187 | Item 14 |  | 6 X 3/4 Iron Pipe Single Stainless Steel Strap Saddle 6.63-7.50 | 1 | EA | 126.69 | 126.69 | R269 | 1 | 1 | Y |  | 126.69 | R269¦Ferguson¦1
Ferguson | F188 | Item 14 |  | Lead Law Compliant 3/4 F1101-3-G-NL IPS Corp ST | 1 | EA | 60 | 60 | R270 | 1 | 1 | Y |  | 60 | R270¦Ferguson¦1
Ferguson | F189 | Item 14 |  | 3/4X300 250 PSI SIDR 7 BLUE | 100 | C | 57.44 | 57.44 | R271 | 1 | 100 | Y | Price is per 100 ft; qty in ft | 57.44 | R271¦Ferguson¦1
Ferguson | F190 | Item 14 |  | Lead Law Compliant 3/4 C16-33-G-NL Coupling | 2 | EA | 28.75 | 57.5 | R273 | 1 | 2 | Y |  | 57.5 | R273¦Ferguson¦1
Ferguson | F191 | Item 14 |  | Lead Law Compliant VBHC72-95166-015-NL Copper Meter Setter | 1 | EA | 314.55 | 314.55 | R272 | 1 | 1 | Y |  | 314.55 | R272¦Ferguson¦1
Ferguson | F192 | Item 14 |  | 18 Plastic Black Water Meter Box With Plastic Reader | 1 | EA | 149.77 | 149.77 | R274 | 1 | 1 | Y |  | 149.77 | R274¦Ferguson¦1
Ferguson | F193 | Item 14 |  | 3/4 IPS Pep Insert Stfnr | 3 | EA | 2.42 | 7.26 | R277 | 1 | 3 | Y |  | 7.26 | R277¦Ferguson¦1
Ferguson | F194 | Item 14 |  | 12 Gauge 500 FT Irrigation Underground Feeder WIRE Blue | 500 | M | 372.39 | 186.19 | R278 | 1 | 500 | Y | Price is per 1,000 ft; qty in ft | 186.19 | R278¦Ferguson¦1
Ferguson | F195 | Item 14 |  | Lead Law Compliant 2 Brass Square HD CORED PLUG | 1 | EA | 22.58 | 22.58 | R279 | 1 | 1 | Y |  | 22.58 | R279¦Ferguson¦1
Ferguson | F196 | Item 16 |  | 16 CL51 Cement Lined Ductile Iron FASTITE Pipe | 620 | FT | 97.22 | 60276.4 | R280 | 1 | 620 | Y |  | 60276.4 | R280¦Ferguson¦1
Ferguson | F197 | Item 16 |  | 16 FAST GRIP Gasket | 29 | EA | 524.96 | 15223.84 | R281 | 1 | 29 | Y |  | 15223.84 | R281¦Ferguson¦1
Ferguson | F198 | Item 16 |  | 20 X 16 Mechanical Joint C153 Reducer Less Accessories | 1 | EA | 819.8 | 819.8 | R282 | 1 | 1 | Y |  | 819.8 | R282¦Ferguson¦1
Ferguson | F199 | Item 16 |  | 16 Mechanical Joint C153 22-1/2 BEND Less Accessories | 4 | EA | 750.78 | 3003.12 | R283 | 1 | 4 | Y |  | 3003.12 | R283¦Ferguson¦1
Ferguson | F200 | Item 16 |  | 3 X 20 PVC Schedule 40 BE Conduit Pipe | 1240 | C | 193.71 | 2402 | R290 | 1 | 1240 | Y | Price is per 100 ft; qty in ft | 2402 | R290¦Ferguson¦1
Ferguson | F201 | Item 16 |  | 3 PVC Schedule 40 Conduit 36 90 Elbow BE | 8 | EA | 40.21 | 321.68 | R291 | 1 | 8 | Y |  | 321.68 | R291¦Ferguson¦1
Ferguson | F202 | Item 16 |  | 1250 LB Standard MULE Tape | 2 | EA | 144.44 | 288.88 | R295 | 1 | 2 | Y |  | 288.88 | R295¦Ferguson¦1
Ferguson | F203 | Item 16 |  | 20 Ductile Iron Restraint Series 3000 With Accessories | 1 | EA | 303.64 | 303.64 | R286 | 1 | 1 | Y |  | 303.64 | R286¦Ferguson¦1
Ferguson | F204 | Item 16 |  | 16 Ductile Iron Restraint Series 3000 With Accessories | 9 | EA | 226.94 | 2042.46 | R287 | 1 | 9 | Y |  | 2042.46 | R287¦Ferguson¦1
Ferguson | F205 | Item 16 |  | 36 X .572 STEEL CASING PIPE | 580 | EA | 240.58 | 139536.4 | R296 | 1 | 580 | Y | Quoted 'EA' but priced per foot (580 ft) | 139536.4 | R296¦Ferguson¦1
Ferguson | F206 | Item 16 |  | SS MULTI CARRIER CASING SPACER 3.50(2)X17.40X36 | 97 | EA | 437.65 | 42452.05 | R297 | 1 | 97 | Y |  | 42452.05 | R297¦Ferguson¦1
Ferguson | F207 | Item 16 |  | END SEAL 3.5(2)X17.40X36 | 2 | EA | 328.24 | 656.48 | R298 | 1 | 2 | Y |  | 656.48 | R298¦Ferguson¦1
HD Fowler | H010 | Item 5 | Pump Suction | 16" X 15' FLG X PE DI SPOOL, CML, BIT, IMPORT | 1 | EA | 4510.99 | 4510.99 | R022 | 1 | 1 | Y |  | 4510.99 | R022¦HD Fowler¦1
HD Fowler | H011 | Item 5 | Pump Suction | 16" FL 90 ELBOW DI, AWWA C110, C/L (430 LBS) | 1 | EA | 1560.11 | 1560.11 | R001 | 1 | 1 | Y |  | 1560.11 | R001¦HD Fowler¦1
HD Fowler | H012 | Item 5 | Pump Suction | 16" X 4' FLG X FLG DI SPOOL, CML, TN140, IMPORT | 1 | EA | 2341.76 | 2341.76 | R027 | 1 | 1 | Y |  | 2341.76 | R027¦HD Fowler¦1
HD Fowler | H013 | Item 5 | Pump Suction | 16" X 10" FL CONCENTRIC REDUCER DI, AWWA C110, C/L W/TNEMEC SERIES TN140 PRIME COATING | 1 | EA | 989.3 | 989.3 | R002 | 1 | 1 | Y |  | 989.3 | R002¦HD Fowler¦1
HD Fowler | H014 | Item 5 | Pump Suction | 10" X 8" FL TEE DI, AWWA C110, C/L (254 LBS) W/TNEMEC SERIES TN140 PRIME COATING | 1 | EA | 909.11 | 909.11 | R007 | 1 | 1 | Y |  | 909.11 | R007¦HD Fowler¦1
HD Fowler | H015 | Item 5 | Pump Suction | 10" X 2' FLG X FLG DI SPOOL, CML, TN140, IMPORT | 1 | EA | 817.58 | 817.58 | R030 | 1 | 1 | Y |  | 817.58 | R030¦HD Fowler¦1
HD Fowler | H016 | Item 5 | Pump Suction | 10" FL TEE DI, AWWA C110, C/L (291 LBS) W/TNEMEC SERIES TN140 PRIME COATING | 1 | EA | 1057.37 | 1057.37 | R006 | 1 | 1 | Y |  | 1057.37 | R006¦HD Fowler¦1
HD Fowler | H017 | Item 5 | Pump Suction | 10" X 4'6" FLG X FLG DI SPOOL, CML, TN140, IMPORT | 1 | EA | 1162.64 | 1162.64 | R029 | 1 | 1 | Y |  | 1162.64 | R029¦HD Fowler¦1
HD Fowler | H018 | Item 5 | Pump Suction | 16" PLATED BOLT & NUT KIT, A307 GRADE A, (16EA 1" X 4-1/2" BOLT WITH NUT) IMPORT | 3 | EA | 81.33 | 243.99 | R077 | 1 | 3 | Y |  | 243.99 | R077¦HD Fowler¦1
HD Fowler | H019 | Item 5 | Pump Suction | 16" 1/8" FULL FACE GASKET, NSF-61 EPDM, 150# DOMESTIC | 3 | EA | 72.2 | 216.6 | R077 | 2 | 3 | Y |  | 216.6 | R077¦HD Fowler¦2
HD Fowler | H020 | Item 5 | Pump Suction | 10" PLATED BOLT & NUT KIT, A307 GRADE A, (12EA 7/8" X 4" BOLTS WITH NUTS) IMPORT | 5 | EA | 35.6 | 178 | R079 | 1 | 5 | Y |  | 178 | R079¦HD Fowler¦1
HD Fowler | H021 | Item 5 | Pump Suction | 10" 1/8" FULL FACE GASKET, NSF-61 EPDM, 150# DOMESTIC | 5 | EA | 22.84 | 114.2 | R079 | 2 | 5 | Y |  | 114.2 | R079¦HD Fowler¦2
HD Fowler | H023 | Item 5 | Pump Discharge | 10" X 4'6" FLG X FLG DI SPOOL, CML, TN140, IMPORT | 1 | EA | 1162.64 | 1162.64 | R029 | 1 | 1 | Y |  | 1162.64 | R029¦HD Fowler¦1
HD Fowler | H024 | Item 5 | Pump Discharge | 10" FL TEE DI, AWWA C110, C/L (291 LBS) W/TNEMEC SERIES TN140 PRIME COATING | 1 | EA | 1057.37 | 1057.37 | R006 | 1 | 1 | Y |  | 1057.37 | R006¦HD Fowler¦1
HD Fowler | H025 | Item 5 | Pump Discharge | 10" X 2' FLG X FLG DI SPOOL, CML, TN140, IMPORT | 1 | EA | 817.58 | 817.58 | R030 | 1 | 1 | Y |  | 817.58 | R030¦HD Fowler¦1
HD Fowler | H026 | Item 5 | Pump Discharge | 10" X 8" FL TEE DI, AWWA C110, C/L (254 LBS) W/TNEMEC SERIES TN140 PRIME COATING | 1 | EA | 909.11 | 909.11 | R007 | 1 | 1 | Y |  | 909.11 | R007¦HD Fowler¦1
HD Fowler | H027 | Item 5 | Pump Discharge | 16" X 10" FL CONCENTRIC REDUCER DI, AWWA C110, C/L W/TNEMEC SERIES TN140 PRIME COATING | 1 | EA | 989.3 | 989.3 | R002 | 1 | 1 | Y |  | 989.3 | R002¦HD Fowler¦1
HD Fowler | H028 | Item 5 | Pump Discharge | 16" X 4' FLG X FLG DI SPOOL, CML, TN140, IMPORT | 1 | EA | 2341.76 | 2341.76 | R027 | 1 | 1 | Y |  | 2341.76 | R027¦HD Fowler¦1
HD Fowler | H029 | Item 5 | Pump Discharge | 16" FL 90 ELBOW DI, AWWA C110, C/L (430 LBS) | 1 | EA | 1560.11 | 1560.11 | R001 | 1 | 1 | Y |  | 1560.11 | R001¦HD Fowler¦1
HD Fowler | H030 | Item 5 | Pump Discharge | 16" X 10'6" FLG X FLG DI SPOOL, CML, BIT, IMPORT | 1 | EA | 4005.49 | 4005.49 | R025 | 1 | 1 | Y |  | 4005.49 | R025¦HD Fowler¦1
HD Fowler | H031 | Item 5 | Pump Discharge | 16" X 12" FL CONCENTRIC REDUCER DI, AWWA C110, C/L (285 LBS) | 1 | EA | 1309.41 | 1309.41 | R003 | 1 | 1 | Y |  | 1309.41 | R003¦HD Fowler¦1
HD Fowler | H032 | Item 5 | Pump Discharge | 12" FL X FL RESILIENT WEDGE GATE VALVE W/2" OP-NUT AFC MODEL 2512, AWWA C515, NRS | 1 | EA | 3303.65 | 3303.65 | R056 | 1 | 1 | Y |  | 3303.65 | R056¦HD Fowler¦1
HD Fowler | H033 | Item 5 | Pump Discharge | 12" FL TEE DI, AWWA C110, C/L (385 LBS) | 1 | EA | 1533.83 | 1533.83 | R005 | 1 | 1 | Y |  | 1533.83 | R005¦HD Fowler¦1
HD Fowler | H034 | Item 5 | Pump Discharge | 12" MJ X FLG RESILIENT WEDGE GATE VALVE, W/2" OP NUT AFC MODEL 2512, AWWA C515, LESS MJ ACC | 1 | EA | 3181.88 | 3181.88 | R055 | 1 | 1 | Y |  | 3181.88 | R055¦HD Fowler¦1
HD Fowler | H035 | Item 5 | Pump Discharge | 36" VALVE BOX BASE | 2 | EA | 79.46 | 158.92 | R057 | 1 | 2 | Y |  | 158.92 | R057¦HD Fowler¦1
HD Fowler | H036 | Item 5 | Pump Discharge | 16" CI VALVE BOX TOP SLIP TYPE M-8058 D&L | 2 | EA | 46.11 | 92.22 | R057 | 2 | 2 | Y |  | 92.22 | R057¦HD Fowler¦2
HD Fowler | H037 | Item 5 | Pump Discharge | 5-1/4" CI VALVE BOX LID MARKED WATER | 2 | EA | 19.76 | 39.52 | R057 | 3 | 2 | Y |  | 39.52 | R057¦HD Fowler¦3
HD Fowler | H038 | Item 5 | Pump Discharge | 12" EZ GRIP MJ WEDGE RESTRAINT SERIES EZP FOR PVC WITH ACCESSORIES EZPVCUP12 SIP | 1 | EA | 167.73 | 167.73 | R073 | 1 | 1 | Y |  | 167.73 | R073¦HD Fowler¦1
HD Fowler | H039 | Item 5 | Pump Discharge | 16" PLATED BOLT & NUT KIT, A307 GRADE A, (16EA 1" X 4-1/2" BOLT WITH NUT) IMPORT | 4 | EA | 81.33 | 325.32 | R077 | 1 | 4 | Y |  | 325.32 | R077¦HD Fowler¦1
HD Fowler | H040 | Item 5 | Pump Discharge | 16" 1/8" FULL FACE GASKET, NSF-61 EPDM, 150# DOMESTIC | 4 | EA | 72.2 | 288.8 | R077 | 2 | 4 | Y |  | 288.8 | R077¦HD Fowler¦2
HD Fowler | H041 | Item 5 | Pump Discharge | 12" PLATED BOLT & NUT KIT, A307 GRADE A, (12EA 7/8" X 4" BOLT WITH NUT) IMPORT | 4 | EA | 35.6 | 142.4 | R078 | 1 | 4 | Y |  | 142.4 | R078¦HD Fowler¦1
HD Fowler | H042 | Item 5 | Pump Discharge | 12" 1/8" FULL FACE GASKET, NSF-61 EPDM, 150# DOMESTIC | 4 | EA | 24.38 | 97.52 | R078 | 2 | 4 | Y |  | 97.52 | R078¦HD Fowler¦2
HD Fowler | H043 | Item 5 | Pump Discharge | 10" PLATED BOLT & NUT KIT, A307 GRADE A, (12EA 7/8" X 4" BOLTS WITH NUTS) IMPORT | 5 | EA | 35.6 | 178 | R079 | 1 | 5 | Y |  | 178 | R079¦HD Fowler¦1
HD Fowler | H044 | Item 5 | Pump Discharge | 10" 1/8" FULL FACE GASKET, NSF-61 EPDM, 150# DOMESTIC | 5 | EA | 22.84 | 114.2 | R079 | 2 | 5 | Y |  | 114.2 | R079¦HD Fowler¦2
HD Fowler | H046 | Item 5 | Control Valve Piping | General Service BFV, 8", CL 150 Lug, DI Body, CF8M Disc, 431SS Shaft, EPDM Seat | 1 | EA | 612.7 | 612.7 | R051 | 1 | 1 | Y |  | 612.7 | R051¦HD Fowler¦1
HD Fowler | H047 | Item 5 | Control Valve Piping | 8" FL 90 ELBOW DI, AWWA C110, C/L (118 LBS) W/TNEMEC SERIES TN140 PRIME COATING | 1 | EA | 467.02 | 467.02 | R008 | 1 | 1 | Y |  | 467.02 | R008¦HD Fowler¦1
HD Fowler | H048 | Item 5 | Control Valve Piping | 8'' Model 131-01 BYKC Electronic Control Valve * Ductile Iron, Globe Pattern Style Body - * ANSI 150 Flanged Ends - * NSF61 Fusion Bonded Epoxy Lined & Coated - * SST Trim and SST Fasteners - * Copper Tubing and Brass Fittings - * 120V Solenoid(s) - * B- CK2 SST Ball Valves - * Y- X43 Y Pattern Strainer - * KC- Epoxy Coating - * D- Check Valves With SST Isolation Valve - * KX Option- X117 Position Transmitter | 1 | EA | 20302.53 | 20302.53 | R050 | 1 | 1 | Y |  | 20302.53 | R050¦HD Fowler¦1
HD Fowler | H049 | Item 5 | Control Valve Piping | VC-22D CONTROLLER FOR CLA-VAL 131-01 | 1 | EA | 8153.08 | 8153.08 | R050 | 2 | 1 | Y |  | 8153.08 | R050¦HD Fowler¦2
HD Fowler | H050 | Item 5 | Control Valve Piping | 8" X 3' FLG X FLG DI SPOOL, CML, TN140, IMPORT | 1 | EA | 741.76 | 741.76 | R036 | 1 | 1 | Y |  | 741.76 | R036¦HD Fowler¦1
HD Fowler | H051 | Item 5 | Control Valve Piping | 8" FL 90 ELBOW DI, AWWA C110, C/L (118 LBS) W/TNEMEC SERIES TN140 PRIME COATING | 1 | EA | 467.02 | 467.02 | R008 | 1 | 1 | Y |  | 467.02 | R008¦HD Fowler¦1
HD Fowler | H052 | Item 5 | Control Valve Piping | General Service BFV, 8", CL 150 Lug, DI Body, CF8M Disc, 431SS Shaft, EPDM Seat | 1 | EA | 612.7 | 612.7 | R051 | 1 | 1 | Y |  | 612.7 | R051¦HD Fowler¦1
HD Fowler | H053 | Item 5 | Control Valve Piping | 8" PLATED BOLT & NUT KIT, A307 GRADE A, (8EA 3/4" X 3-1/2" BOLT WITH NUT) IMPORT | 3 | EA | 14.13 | 42.39 | R080 | 2 | 3 | Y |  | 42.39 | R080¦HD Fowler¦2
HD Fowler | H054 | Item 5 | Control Valve Piping | 8" WAFER BFV PLATED BOLT & NUT KIT, A307 GRADE A, 8EA 3/4" X 7" BOLT WITH NUT, 2 WASHERS, IMPORT | 2 | EA | 33.27 | 66.54 | R081 | 1 | 2 | Y |  | 66.54 | R081¦HD Fowler¦1
HD Fowler | H055 | Item 5 | Control Valve Piping | 8" 1/8" FULL FACE GASKET, NSF-61 EPDM, 150# DOMESTIC | 7 | EA | 17.3 | 121.1 | R080 | 1 | 7 | Y |  | 121.1 | R080¦HD Fowler¦1
HD Fowler | H057 | Item 5 | Air Release | 10" X 2" IP TAPT BLIND FLANGE DI, AWWA C110, (62 LBS) W/TNEMEC SERIES TN140 PRIME COATING | 2 | EA | 362.57 | 725.14 | R019 | 1 | 2 | Y |  | 725.14 | R019¦HD Fowler¦1
HD Fowler | H058 | Item 5 | Air Release | 2" X 3" SCH 40 GALVANIZED NIPPLE A53 ERW | 2 | EA | 3.69 | 7.38 | R115 | 1 | 2 | Y |  | 7.38 | R115¦HD Fowler¦1
HD Fowler | H059 | Item 5 | Air Release | 2" X 2" X 1" SCH 40 GALVANIZED TEE IMPORT | 1 | EA | 13.9 | 13.9 | R124 | 1 | 1 | Y |  | 13.9 | R124¦HD Fowler¦1
HD Fowler | H060 | Item 5 | Air Release | 1" X 3" SCH 40 GALVANIZED NIPPLE A53 ERW | 1 | EA | 1.88 | 1.88 | R127 | 1 | 1 | Y |  | 1.88 | R127¦HD Fowler¦1
HD Fowler | H061 | Item 5 | Air Release | 1" 316 STAINLESS STEEL BALL VALVE STD PORT THREADED | 1 | EA | 45.81 | 45.81 | R062 | 1 | 1 | Y |  | 45.81 | R062¦HD Fowler¦1
HD Fowler | H062 | Item 5 | Air Release | AIR COOLER PIPING BY OTHERS | 1 | EA |  |  |  |  | 0 | N | NO BID on this line; 'Air cooler piping by others' - no bid | 0
HD Fowler | H063 | Item 5 | Air Release | 2" X 3" SCH 40 GALVANIZED NIPPLE A53 ERW | 1 | EA | 3.69 | 3.69 | R115 | 1 | 1 | Y |  | 3.69 | R115¦HD Fowler¦1
HD Fowler | H064 | Item 5 | Air Release | 2" 316 STAINLESS STEEL BALL VALVE STD PORT THREADED | 2 | EA | 131.97 | 263.94 | R060 | 1 | 2 | Y |  | 263.94 | R060¦HD Fowler¦1
HD Fowler | H065 | Item 5 | Air Release | 2" X 3" SCH 40 GALVANIZED NIPPLE A53 ERW | 2 | EA | 3.69 | 7.38 | R115 | 1 | 2 | Y |  | 7.38 | R115¦HD Fowler¦1
HD Fowler | H066 | Item 5 | Air Release | 2" 145C COMBINATION AIR RELEASE VALVE DI BODY SS TRIM 2" & .094" DOUBLE ORIFICE 300PSI APCO | 2 | EA | 1162.47 | 2324.94 | R058 | 1 | 2 | Y |  | 2324.94 | R058¦HD Fowler¦1
HD Fowler | H068 | Item 5 | Air Release | 2" SCH 80 GALVANIZED STEEL PIPE, PE, 21' LENGTHS, IMPORT | 42 | FT | 8.44 | 354.48 | R094 | 1 | 42 | Y |  | 354.48 | R094¦HD Fowler¦1
HD Fowler | H069 | Item 5 | Air Release | 2" SCH 40 GALVANIZED 90 ELBOW IMPORT | 4 | EA | 10.17 | 40.68 | R114 | 1 | 4 | Y |  | 40.68 | R114¦HD Fowler¦1
HD Fowler | H070 | Item 5 | Air Release | 2" BUG SCREEN W/ CLAMP #14 STAINLESS STEEL MESH | 2 | EA | 58.75 | 117.5 | R113 | 1 | 2 | Y |  | 117.5 | R113¦HD Fowler¦1
HD Fowler | H071 | Item 5 | Air Release | 10" PLATED BOLT & NUT KIT, A307 GRADE A, (12EA 7/8" X 4" BOLTS WITH NUTS) IMPORT | 2 | EA | 35.6 | 71.2 | R079 | 1 | 2 | Y |  | 71.2 | R079¦HD Fowler¦1
HD Fowler | H072 | Item 5 | Air Release | 10" 1/8" FULL FACE GASKET, NSF-61 EPDM, 150# DOMESTIC | 2 | EA | 22.84 | 45.68 | R079 | 2 | 2 | Y |  | 45.68 | R079¦HD Fowler¦2
HD Fowler | H074 | Item 5 | Valve Vault | 12" X 7' FLG X FLG DI SPOOL, CML, TN140, IMPORT | 1 | EA | 1935.16 | 1935.16 | R037 | 1 | 1 | Y |  | 1935.16 | R037¦HD Fowler¦1
HD Fowler | H075 | Item 5 | Valve Vault | 12" AV-TEK DOUBLE ECCENTRIC BUTTERFLY, 150# FLG, 275 PSI CWP, DI BODY/DISC, FBE LINED/COATED, MOUNTED WITH ROTORK IQT2000 ELECTRIC ACTUATOR | 1 | EA | 18442.4 | 18442.4 | R052 | 1 | 1 | Y |  | 18442.4 | R052¦HD Fowler¦1
HD Fowler | H076 | Item 5 | Valve Vault | 12" X 2' FLG X PE DI SPOOL, CML, TN140, IMPORT | 1 | EA | 697.8 | 697.8 | R046 | 1 | 1 | Y |  | 697.8 | R046¦HD Fowler¦1
HD Fowler | H077 | Item 5 | Valve Vault | 12" MJ SLEEVE LONG PATTERN DI, AWWA C153, LESS ACCESSORIES (76 LBS) | 1 | EA | 385.48 | 385.48 | R014 | 1 | 1 | Y |  | 385.48 | R014¦HD Fowler¦1
HD Fowler | H078 | Item 5 | Valve Vault | 12" X 5'6" FLG X PE DI SPOOL, CML, TN140, IMPORT | 1 | EA | 1294.51 | 1294.51 | R040 | 1 | 1 | Y |  | 1294.51 | R040¦HD Fowler¦1
HD Fowler | H079 | Item 5 | Valve Vault | 12" MJ X FL 22-1/2 ELBOW DI, AWWA C153, C/L LESS ACCESSORIES (159 LBS) | 1 | EA | 665.15 | 665.15 | R010 | 1 | 1 | Y |  | 665.15 | R010¦HD Fowler¦1
HD Fowler | H080 | Item 5 | Valve Vault | 12" MJ 45 ELBOW DI, AWWA C153, C/L LESS ACCESSORIES (86 LBS) | 1 | EA | 418.5 | 418.5 | R011 | 1 | 1 | Y |  | 418.5 | R011¦HD Fowler¦1
HD Fowler | H081 | Item 5 | Valve Vault | 12" EZ GRIP MJ WEDGE RESTRAINT SERIES EZP FOR PVC WITH ACCESSORIES EZPVCUP12 SIP | 5 | EA | 167.73 | 838.65 | R073 | 1 | 5 | Y |  | 838.65 | R073¦HD Fowler¦1
HD Fowler | H082 | Item 5 | Valve Vault | 12" PLATED BOLT & NUT KIT, A307 GRADE A, (12EA 7/8" X 4" BOLT WITH NUT) IMPORT | 3 | EA | 35.6 | 106.8 | R078 | 1 | 3 | Y |  | 106.8 | R078¦HD Fowler¦1
HD Fowler | H083 | Item 5 | Valve Vault | 12" 1/8" FULL FACE GASKET, NSF-61 EPDM, 150# DOMESTIC | 3 | EA | 24.38 | 73.14 | R078 | 2 | 3 | Y |  | 73.14 | R078¦HD Fowler¦2
HD Fowler | H084 | Item 5 | Valve Vault | LINK-SEAL LS-575-S EPDM & 316SS FASTENERS | 30 | EA | 45.92 | 1377.6 | R086 | 1 | 30 | Y |  | 1377.6 | R086¦HD Fowler¦1
HD Fowler | H086 | Item 5 | Meter Vault | 16" X 12" MJ BXB REDUCER DI, AWWA C153, C/L LESS ACCESSORIES (125 LBS) | 1 | EA | 542.5 | 542.5 | R004 | 1 | 1 | Y |  | 542.5 | R004¦HD Fowler¦1
HD Fowler | H087 | Item 5 | Meter Vault | 12" X 3' FLG X PE DI SPOOL, CML, TN140, IMPORT | 1 | EA | 867.03 | 867.03 | R044 | 1 | 1 | Y |  | 867.03 | R044¦HD Fowler¦1
HD Fowler | H089 | Item 5 | Basket Strainer & Water Meter - Supplied By Owner No Bid | FB1700-7-NL 2" MIP X FIP BALLCORP CORP STOP NO-LEAD FORD | 1 | EA | 352.89 | 352.89 | R068 | 1 | 1 | Y |  | 352.89 | R068¦HD Fowler¦1
HD Fowler | H090 | Item 5 | Basket Strainer & Water Meter - Supplied By Owner No Bid | 2" SCH 80 PVC MALE ADAPTER SXT | 1 | EA | 14.71 | 14.71 | R108 | 1 | 1 | Y |  | 14.71 | R108¦HD Fowler¦1
HD Fowler | H091 | Item 5 | Basket Strainer & Water Meter - Supplied By Owner No Bid | 2" SCH 80 IPS PVC PIPE 20' LENGTH | 80 | FT | 1.76 | 140.8 | R089 | 1 | 80 | Y |  | 140.8 | R089¦HD Fowler¦1
HD Fowler | H092 | Item 5 | Basket Strainer & Water Meter - Supplied By Owner No Bid | 2" SCH 80 PVC 45 ELBOW SXS | 2 | EA | 12.63 | 25.26 | R107 | 1 | 2 | Y |  | 25.26 | R107¦HD Fowler¦1
HD Fowler | H093 | Item 5 | Basket Strainer & Water Meter - Supplied By Owner No Bid | 12" X 1'6" FLG X PE DI SPOOL, CML, TN140, IMPORT | 1 | EA | 610.99 | 610.99 | R047 | 1 | 1 | Y |  | 610.99 | R047¦HD Fowler¦1
HD Fowler | H094 | Item 5 | Basket Strainer & Water Meter - Supplied By Owner No Bid | 12" MJ SLEEVE LONG PATTERN DI, AWWA C153, LESS ACCESSORIES (76 LBS) | 1 | EA | 385.48 | 385.48 | R014 | 1 | 1 | Y |  | 385.48 | R014¦HD Fowler¦1
HD Fowler | H095 | Item 5 | Basket Strainer & Water Meter - Supplied By Owner No Bid | 12" X 4' PE X PE DI SPOOL, CML, TN140, IMPORT | 1 | EA | 727.47 | 727.47 | R049 | 1 | 1 | Y |  | 727.47 | R049¦HD Fowler¦1
HD Fowler | H096 | Item 5 | Basket Strainer & Water Meter - Supplied By Owner No Bid | 16" X 12" MJ BXB REDUCER DI, AWWA C153, C/L LESS ACCESSORIES (125 LBS) | 1 | EA | 542.5 | 542.5 | R004 | 1 | 1 | Y |  | 542.5 | R004¦HD Fowler¦1
HD Fowler | H097 | Item 5 | Basket Strainer & Water Meter - Supplied By Owner No Bid | 16" EZ GRIP MJ WEDGE RESTRAINT SERIES EZP FOR PVC WITH ACCESSORIES EZPVCP16 SIP | 2 | EA | 345.91 | 691.82 | R071 | 1 | 2 | Y |  | 691.82 | R071¦HD Fowler¦1
HD Fowler | H098 | Item 5 | Basket Strainer & Water Meter - Supplied By Owner No Bid | 12" EZ GRIP MJ WEDGE RESTRAINT SERIES EZP FOR PVC WITH ACCESSORIES EZPVCUP12 SIP | 4 | EA | 167.73 | 670.92 | R073 | 1 | 4 | Y |  | 670.92 | R073¦HD Fowler¦1
HD Fowler | H099 | Item 5 | Basket Strainer & Water Meter - Supplied By Owner No Bid | 12" PLATED BOLT & NUT KIT, A307 GRADE A, (12EA 7/8" X 4" BOLT WITH NUT) IMPORT | 3 | EA | 35.6 | 106.8 | R078 | 1 | 3 | Y |  | 106.8 | R078¦HD Fowler¦1
HD Fowler | H100 | Item 5 | Basket Strainer & Water Meter - Supplied By Owner No Bid | 12" 1/8" FULL FACE GASKET, NSF-61 EPDM, 150# DOMESTIC | 3 | EA | 24.38 | 73.14 | R078 | 2 | 3 | Y |  | 73.14 | R078¦HD Fowler¦2
HD Fowler | H101 | Item 5 | Basket Strainer & Water Meter - Supplied By Owner No Bid | LINK-SEAL LS-575-S EPDM & 316SS FASTENERS | 30 | EA | 45.92 | 1377.6 | R086 | 1 | 30 | Y |  | 1377.6 | R086¦HD Fowler¦1
HD Fowler | H102 | Item 5 | Basket Strainer & Water Meter - Supplied By Owner No Bid | ZURN Z-520Y-4NH FLOOR DRAIN | 1 | EA | 372.41 | 372.41 | R111 | 1 | 1 | Y |  | 372.41 | R111¦HD Fowler¦1
HD Fowler | H104 | Item 5 | Drain Piping | 4" SCH 80 IPS PVC PIPE 20' LENGTH | 120 | FT | 4.88 | 585.6 | R091 | 1 | 120 | Y |  | 585.6 | R091¦HD Fowler¦1
HD Fowler | H105 | Item 5 | Drain Piping | 4" CL 51 DI PIPE TJ 18.25' LENGTH ASPHALTIC COATED ANSI/AWWA C151/A21.51 AND CEMENT LINED ANSI/AWWA C104/A21.4 WITH SBR GASKET | 18.25 | FT | 39.49 | 720.69 | R020 | 1 | 18.25 | Y |  | 720.69 | R020¦HD Fowler¦1
HD Fowler | H106 | Item 5 | Drain Piping | 2" SCH 80 IPS PVC PIPE 20' LENGTH | 20 | FT | 1.76 | 35.2 | R089 | 1 | 20 | Y |  | 35.2 | R089¦HD Fowler¦1
HD Fowler | H107 | Item 5 | Drain Piping | 4" SCH 80 PVC CROSS, SXSXSXS | 1 | EA | 48.31 | 48.31 | R098 | 1 | 1 | Y |  | 48.31 | R098¦HD Fowler¦1
HD Fowler | H108 | Item 5 | Drain Piping | 4" SCH 80 PVC TEE SXSXS | 1 | EA | 30 | 30 | R097 | 1 | 1 | Y |  | 30 | R097¦HD Fowler¦1
HD Fowler | H109 | Item 5 | Drain Piping | 4" SCH 80 PVC 90 ELBOW SXS | 2 | EA | 21.41 | 42.82 | R095 | 1 | 2 | Y |  | 42.82 | R095¦HD Fowler¦1
HD Fowler | H110 | Item 5 | Drain Piping | 4" SCH 80 PVC 45 ELBOW SXS | 2 | EA | 58.13 | 116.26 | R096 | 1 | 2 | Y |  | 116.26 | R096¦HD Fowler¦1
HD Fowler | H111 | Item 5 | Drain Piping | 4" SCH 80 PVC COUPLING SXS | 1 | EA | 23.57 | 23.57 | R102 | 1 | 1 | Y |  | 23.57 | R102¦HD Fowler¦1
HD Fowler | H112 | Item 5 | Drain Piping | 4" X 2" SCH 80 PVC BUSHING SXS | 1 | EA | 29.11 | 29.11 | R101 | 1 | 1 | Y |  | 29.11 | R101¦HD Fowler¦1
HD Fowler | H113 | Item 5 | Drain Piping | 4" MACRO TWO-BOLT WIDE RANGE COUPLING 4.40 - 5.60 EPOXY L&C EPDM GASKET 304SS B&N HP (HIGH PERFORMANCE) ROMAC | 1 | EA | 378.56 | 378.56 | R104 | 1 | 1 | Y |  | 378.56 | R104¦HD Fowler¦1
HD Fowler | H114 | Item 5 | Drain Piping | 2" SCH 80 PVC 90 ELBOW SXS | 1 | EA | 4.44 | 4.44 | R106 | 1 | 1 | Y |  | 4.44 | R106¦HD Fowler¦1
HD Fowler | H115 | Item 5 | Drain Piping | 4" BUG SCREEN W/ CLAMP #14 STAINLESS STEEL MESH | 1 | EA | 70 | 70 | R112 | 1 | 1 | Y |  | 70 | R112¦HD Fowler¦1
HD Fowler | H116 | Item 5 | Drain Piping | 2" BUG SCREEN W/ CLAMP #14 STAINLESS STEEL MESH | 1 | EA | 58.75 | 58.75 | R113 | 1 | 1 | Y |  | 58.75 | R113¦HD Fowler¦1
HD Fowler | H117 | Item 5 | Drain Piping | 4" CI/PL STRONG BACK RC COUPLING 5056-44RC FERNCO | 3 | EA | 29.28 | 87.84 | R103 | 1 | 3 | Y |  | 87.84 | R103¦HD Fowler¦1
HD Fowler | H118 | Item 5 | Drain Piping | ZURN Z-520Y-4NH FLOOR DRAIN | 3 | EA | 372.41 | 1117.23 | R111 | 1 | 3 | Y |  | 1117.23 | R111¦HD Fowler¦1
HD Fowler | H119 | Item 6 |  | 6" CL235 DR18 C900 GASKETED PVC PIPE 20' LENGTH | 560 | FT | 8.26 | 4625.6 | R139 | 1 | 560 | Y |  | 4625.6 | R139¦HD Fowler¦1
HD Fowler | H120 | Item 6 |  | 6" EZ GRIP PIPE TO PIPE BELL RESTRAINTS FOR C900/C905 PTPVC06 SIP | TBD | EA | 71.83 |  | R142 | 1 | 1 | N | '***' - qty left to contractor; priced at 1 unit for the unit-price comparison; NOT in the quote total | 71.83 | R142¦HD Fowler¦1
HD Fowler | H121 | Item 6 |  | 12 GA BLUE WIRE 500' ROLL | 1000 | RL | 128.36 | 256.72 | R140 | 1 | 1000 | Y | Priced per 500' roll; qty basis converted to feet | 256.72 | R140¦HD Fowler¦1
HD Fowler | H122 | Item 6 |  | 3" DETECTABLE TAPE WATER BLUE 1000' ROLL | 1 | EA | 47.6 | 47.6 | R141 | 1 | 1 | Y |  | 47.6 | R141¦HD Fowler¦1
HD Fowler | H123 | Item 6 |  | POLYWRAP BAG FOR 4", 6" & 8" X 18' LONG PIPE, 20" WIDTH, 20' SECTIONS, 8 MIL | 340 | FT | 0.59 | 200.6 | R143 | 1 | 340 | Y |  | 200.6 | R143¦HD Fowler¦1
HD Fowler | H124 | Item 6 |  | 2" X 100' POLY WRAP TAPE 10 MIL. | 5 | RL | 6.64 | 33.2 | R144 | 1 | 5 | Y |  | 33.2 | R144¦HD Fowler¦1
HD Fowler | H125 | Item 6 |  | KEYSTONE NEVASTANE HD2T FOOD GRADE GREASE 42LB PAIL | TBD | EA | 647.81 |  | R146 | 1 | 1 | N | '***' - qty left to contractor; priced at 1 unit for the unit-price comparison; NOT in the quote total | 647.81 | R146¦HD Fowler¦1
HD Fowler | H127 | Item 6 |  | GRANULAR CHLORINE (HTH), 5 LB JUG *HAZARDOUS MATERIAL* | 2 | EA | 42.82 | 85.64 | R145 | 1 | 2 | Y |  | 85.64 | R145¦HD Fowler¦1
HD Fowler | H128 | Item 7 |  | 16" CL235 DR18 C900 GASKETED PVC PIPE 20' LENGTH | 3000 | FT | 38.83 | 116490 | R147 | 1 | 3000 | Y |  | 116490 | R147¦HD Fowler¦1
HD Fowler | H129 | Item 7 |  | 16" EZ GRIP PIPE TO PIPE BELL RESTRAINTS FOR C900/C905 PTPVC16 SIP | TBD | EA | 528.22 |  | R150 | 1 | 1 | N | '***' - qty left to contractor; priced at 1 unit for the unit-price comparison; NOT in the quote total | 528.22 | R150¦HD Fowler¦1
HD Fowler | H130 | Item 7 |  | 12 GA BLUE WIRE 500' ROLL | 3500 | RL | 128.36 | 898.52 | R148 | 1 | 3500 | Y | Priced per 500' roll; qty basis converted to feet | 898.52 | R148¦HD Fowler¦1
HD Fowler | H131 | Item 7 |  | 3" DETECTABLE TAPE WATER BLUE 1000' ROLL | 4 | EA | 47.6 | 190.4 | R149 | 1 | 4 | Y |  | 190.4 | R149¦HD Fowler¦1
HD Fowler | H132 | Item 7 |  | 16" MJ SLEEVE LONG PATTERN DI, AWWA C153, LESS ACCESSORIES (172 LBS) | 1 | EA | 736.59 | 736.59 | R208 | 1 | 1 | Y |  | 736.59 | R208¦HD Fowler¦1
HD Fowler | H133 | Item 7 |  | 16" MJ CAP DI, SSB, AWWA C153, LESS ACCESSORIES (93 LBS) | 1 | EA | 410.41 | 410.41 | R151 | 1 | 1 | Y |  | 410.41 | R151¦HD Fowler¦1
HD Fowler | H134 | Item 7 |  | 16" EZ GRIP MJ WEDGE RESTRAINT SERIES EZP FOR PVC WITH ACCESSORIES EZPVCP16 SIP | 3 | EA | 345.91 | 1037.73 | R209 | 1 | 3 | Y |  | 1037.73 | R209¦HD Fowler¦1
HD Fowler | H135 | Item 7 |  | POLYWRAP BAG FOR 14" TO 18" X 18' PIPE,37" WIDTH, 20' SECTIONS, 8 MIL | 340 | FT | 1.04 | 353.6 | R152 | 1 | 340 | Y |  | 353.6 | R152¦HD Fowler¦1
HD Fowler | H136 | Item 7 |  | 2" X 100' POLY WRAP TAPE 10 MIL. | 5 | RL | 6.64 | 33.2 | R153 | 1 | 5 | Y |  | 33.2 | R153¦HD Fowler¦1
HD Fowler | H137 | Item 7 |  | KEYSTONE NEVASTANE HD2T FOOD GRADE GREASE 42LB PAIL | TBD | EA | 647.81 |  | R155 | 1 | 1 | N | '***' - qty left to contractor; priced at 1 unit for the unit-price comparison; NOT in the quote total | 647.81 | R155¦HD Fowler¦1
HD Fowler | H139 | Item 7 |  | GRANULAR CHLORINE (HTH), 5 LB JUG *HAZARDOUS MATERIAL* | 9 | EA | 42.82 | 385.38 | R154 | 1 | 9 | Y |  | 385.38 | R154¦HD Fowler¦1
HD Fowler | H140 | Item 8 |  | 12" CL235 DR18 C900 GASKETED PVC PIPE 20' LENGTH | 12500 | FT | 30.07 | 375875 | R156 | 1 | 12500 | Y |  | 375875 | R156¦HD Fowler¦1
HD Fowler | H141 | Item 8 |  | 12" EZ GRIP PIPE TO PIPE BELL RESTRAINTS FOR C900/C905 PTPVC12 SIP | TBD | EA | 227.7 |  | R159 | 1 | 1 | N | '***' - qty left to contractor; priced at 1 unit for the unit-price comparison; NOT in the quote total | 227.7 | R159¦HD Fowler¦1
HD Fowler | H142 | Item 8 |  | 12 GA BLUE WIRE 500' ROLL | 13000 | RL | 128.36 | 3337.36 | R157 | 1 | 13000 | Y | Priced per 500' roll; qty basis converted to feet | 3337.36 | R157¦HD Fowler¦1
HD Fowler | H143 | Item 8 |  | 3" DETECTABLE TAPE WATER BLUE 1000' ROLL | 13 | EA | 47.6 | 618.8 | R158 | 1 | 13 | Y |  | 618.8 | R158¦HD Fowler¦1
HD Fowler | H144 | Item 8 |  | 12" MJ X FL ADAPTER DI, AWWA C153, C/L LESS ACCESSORIES (80 LBS) | 7 | EA | 438.72 | 3071.04 | R197 | 1 | 7 | Y |  | 3071.04 | R197¦HD Fowler¦1
HD Fowler | H145 | Item 8 |  | 12" EZ GRIP MJ WEDGE RESTRAINT SERIES EZP FOR PVC WITH ACCESSORIES EZPVCUP12 SIP | 7 | EA | 167.73 | 1174.11 | R198 | 1 | 7 | Y |  | 1174.11 | R198¦HD Fowler¦1
HD Fowler | H146 | Item 8 |  | 12" PLATED BOLT & NUT KIT, A307 GRADE A, (12EA 7/8" X 4" BOLT WITH NUT) IMPORT | 7 | EA | 35.6 | 249.2 | R199 | 1 | 7 | Y |  | 249.2 | R199¦HD Fowler¦1
HD Fowler | H147 | Item 8 |  | 12" 1/8" FULL FACE GASKET, NSF-61 EPDM, 150# DOMESTIC | 7 | EA | 24.38 | 170.66 | R199 | 2 | 7 | Y |  | 170.66 | R199¦HD Fowler¦2
HD Fowler | H148 | Item 8 |  | POLYWRAP BAG FOR 14" TO 18" X 18' PIPE,37" WIDTH, 20' SECTIONS, 8 MIL | 340 | FT | 1.04 | 353.6 | R160 | 1 | 340 | Y |  | 353.6 | R160¦HD Fowler¦1
HD Fowler | H149 | Item 8 |  | 2" X 100' POLY WRAP TAPE 10 MIL. | 5 | RL | 6.64 | 33.2 | R161 | 1 | 5 | Y |  | 33.2 | R161¦HD Fowler¦1
HD Fowler | H150 | Item 8 |  | KEYSTONE NEVASTANE HD2T FOOD GRADE GREASE 42LB PAIL | TBD | EA | 647.81 |  | R163 | 1 | 1 | N | '***' - qty left to contractor; priced at 1 unit for the unit-price comparison; NOT in the quote total | 647.81 | R163¦HD Fowler¦1
HD Fowler | H152 | Item 8 |  | GRANULAR CHLORINE (HTH), 5 LB JUG *HAZARDOUS MATERIAL* | 25 | EA | 42.82 | 1070.5 | R162 | 1 | 25 | Y |  | 1070.5 | R162¦HD Fowler¦1
HD Fowler | H153 | Item 9.1 |  | 6" MJ X FLG RESILIENT WEDGE GATE VALVE, W/2" OP NUT AFC MODEL 2506, AWWA C515, LESS MJ ACC | 16 | EA | 1061.89 | 16990.24 | R164 | 1 | 16 | Y |  | 16990.24 | R164¦HD Fowler¦1
HD Fowler | H154 | Item 9.1 |  | 36" VALVE BOX BASE | 16 | EA | 79.46 | 1271.36 | R165 | 1 | 16 | Y |  | 1271.36 | R165¦HD Fowler¦1
HD Fowler | H155 | Item 9.1 |  | 16" CI VALVE BOX TOP SLIP TYPE M-8058 D&L | 16 | EA | 46.11 | 737.76 | R165 | 2 | 16 | Y |  | 737.76 | R165¦HD Fowler¦2
HD Fowler | H156 | Item 9.1 |  | 5-1/4" CI VALVE BOX LID MARKED FIRE M-8044 D&L | 16 | EA | 19.76 | 316.16 | R165 | 3 | 16 | Y |  | 316.16 | R165¦HD Fowler¦3
HD Fowler | H157 | Item 9.1 |  | 6" EZ GRIP MJ WEDGE RESTRAINT SERIES EZP FOR PVC WITH ACCESSORIES EZPVCUP06 SIP | 16 | EA | 73.3 | 1172.8 | R166 | 1 | 16 | Y |  | 1172.8 | R166¦HD Fowler¦1
HD Fowler | H158 | Item 9.1 |  | 6" PLATED BOLT & NUT KIT, A307 GRADE A, (8EA 3/4" X 3-1/2" BOLT WITH NUT) IMPORT | 16 | EA | 14.13 | 226.08 | R167 | 1 | 16 | Y |  | 226.08 | R167¦HD Fowler¦1
HD Fowler | H159 | Item 9.1 |  | 6" 1/8" FULL FACE GASKET, NSF-61 EPDM, 150# DOMESTIC | 16 | EA | 12.78 | 204.48 | R167 | 2 | 16 | Y |  | 204.48 | R167¦HD Fowler¦2
HD Fowler | H160 | Item 9.2 |  | 8" MJ X FLG RESILIENT WEDGE GATE VALVE, W/2" OP NUT AFC MODEL 2508, AWWA C515, LESS MJ ACC | 4 | EA | 1658.87 | 6635.48 | R168 | 1 | 4 | Y |  | 6635.48 | R168¦HD Fowler¦1
HD Fowler | H161 | Item 9.2 |  | 36" VALVE BOX BASE | 4 | EA | 79.46 | 317.84 | R169 | 1 | 4 | Y |  | 317.84 | R169¦HD Fowler¦1
HD Fowler | H162 | Item 9.2 |  | 16" CI VALVE BOX TOP SLIP TYPE M-8058 D&L | 4 | EA | 46.11 | 184.44 | R169 | 2 | 4 | Y |  | 184.44 | R169¦HD Fowler¦2
HD Fowler | H163 | Item 9.2 |  | 5-1/4" CI VALVE BOX LID MARKED WATER | 4 | EA | 19.76 | 79.04 | R169 | 3 | 4 | Y |  | 79.04 | R169¦HD Fowler¦3
HD Fowler | H164 | Item 9.2 |  | 8" EZ GRIP MJ WEDGE RESTRAINT SERIES EZP FOR PVC WITH ACCESSORIES EZPVCUP08 SIP | 4 | EA | 98.7 | 394.8 | R170 | 1 | 4 | Y |  | 394.8 | R170¦HD Fowler¦1
HD Fowler | H165 | Item 9.2 |  | 8" PLATED BOLT & NUT KIT, A307 GRADE A, (8EA 3/4" X 3-1/2" BOLT WITH NUT) IMPORT | 4 | EA | 14.13 | 56.52 | R172 | 1 | 4 | Y |  | 56.52 | R172¦HD Fowler¦1
HD Fowler | H166 | Item 9.2 |  | 8" 1/8" FULL FACE GASKET, NSF-61 EPDM, 150# DOMESTIC | 4 | EA | 17.3 | 69.2 | R172 | 2 | 4 | Y |  | 69.2 | R172¦HD Fowler¦2
HD Fowler | H167 | Item 9.3 |  | 12" MJ X FLG RESILIENT WEDGE GATE VALVE, W/2" OP NUT AFC MODEL 2512, AWWA C515, LESS MJ ACC | 16 | EA | 3181.88 | 50910.08 | R176 | 1 | 16 | Y |  | 50910.08 | R176¦HD Fowler¦1
HD Fowler | H168 | Item 9.3 |  | 36" VALVE BOX BASE | 16 | EA | 79.46 | 1271.36 | R177 | 1 | 16 | Y |  | 1271.36 | R177¦HD Fowler¦1
HD Fowler | H169 | Item 9.3 |  | 16" CI VALVE BOX TOP SLIP TYPE M-8058 D&L | 16 | EA | 46.11 | 737.76 | R177 | 2 | 16 | Y |  | 737.76 | R177¦HD Fowler¦2
HD Fowler | H170 | Item 9.3 |  | 5-1/4" CI VALVE BOX LID MARKED WATER | 16 | EA | 19.76 | 316.16 | R177 | 3 | 16 | Y |  | 316.16 | R177¦HD Fowler¦3
HD Fowler | H171 | Item 9.3 |  | 12" EZ GRIP MJ WEDGE RESTRAINT SERIES EZP FOR PVC WITH ACCESSORIES EZPVCUP12 SIP | 16 | EA | 167.73 | 2683.68 | R178 | 1 | 16 | Y |  | 2683.68 | R178¦HD Fowler¦1
HD Fowler | H172 | Item 9.3 |  | 12" PLATED BOLT & NUT KIT, A307 GRADE A, (12EA 7/8" X 4" BOLT WITH NUT) IMPORT | 16 | EA | 35.6 | 569.6 | R180 | 1 | 16 | Y |  | 569.6 | R180¦HD Fowler¦1
HD Fowler | H173 | Item 9.3 |  | 12" 1/8" FULL FACE GASKET, NSF-61 EPDM, 150# DOMESTIC | 16 | EA | 24.38 | 390.08 | R180 | 2 | 16 | Y |  | 390.08 | R180¦HD Fowler¦2
HD Fowler | H174 | Item 9.4 |  | 16" MJ X FLG BUTTERFLY VALVE, M&H #4500-13, CL150B, AWWA C504, LESS MJ ACCESSORIES, FUSION BONDED EPOXY COATED IN AND OUT * AIS COMPLIANT * (645 LBS) | 12 | EA | 4990.04 | 59880.48 | R183 | 1 | 12 | Y |  | 59880.48 | R183¦HD Fowler¦1
HD Fowler | H175 | Item 9.4 |  | 36" VALVE BOX BASE | 12 | EA | 79.46 | 953.52 | R184 | 1 | 12 | Y |  | 953.52 | R184¦HD Fowler¦1
HD Fowler | H176 | Item 9.4 |  | 16" CI VALVE BOX TOP SLIP TYPE M-8058 D&L | 12 | EA | 46.11 | 553.32 | R184 | 2 | 12 | Y |  | 553.32 | R184¦HD Fowler¦2
HD Fowler | H177 | Item 9.4 |  | 5-1/4" CI VALVE BOX LID MARKED WATER | 12 | EA | 19.76 | 237.12 | R184 | 3 | 12 | Y |  | 237.12 | R184¦HD Fowler¦3
HD Fowler | H178 | Item 9.4 |  | 16" EZ GRIP MJ WEDGE RESTRAINT SERIES EZP FOR PVC WITH ACCESSORIES EZPVCP16 SIP | 12 | EA | 345.91 | 4150.92 | R185 | 1 | 12 | Y |  | 4150.92 | R185¦HD Fowler¦1
HD Fowler | H179 | Item 9.4 |  | 16" BFV FLANGE PLATED BOLT & NUT KIT, A307 GRADE A , (12) 1" X 4-1/2" BOLT WITH NUT & (4) 1" X 3" CAP SCREW, IMPORT | 12 | EA | 73.6 | 883.2 | R187 | 1 | 12 | Y |  | 883.2 | R187¦HD Fowler¦1
HD Fowler | H180 | Item 9.4 |  | 16" 1/8" FULL FACE GASKET, NSF-61 EPDM, 150# DOMESTIC | 12 | EA | 72.2 | 866.4 | R187 | 2 | 12 | Y |  | 866.4 | R187¦HD Fowler¦2
HD Fowler | H181 | Item 10.1 |  | 12" MJ 11-1/4 ELBOW DI, AWWA C153, C/L LESS ACCESSORIES (79 LBS) | 2 | EA | 343.02 | 686.04 | R191 | 1 | 2 | Y |  | 686.04 | R191¦HD Fowler¦1
HD Fowler | H182 | Item 10.1 |  | 12" EZ GRIP MJ WEDGE RESTRAINT SERIES EZP FOR PVC WITH ACCESSORIES EZPVCUP12 SIP | 4 | EA | 167.73 | 670.92 | R192 | 1 | 4 | Y |  | 670.92 | R192¦HD Fowler¦1
HD Fowler | H183 | Item 10.2 |  | 12" MJ 45 ELBOW DI, AWWA C153, C/L LESS ACCESSORIES (86 LBS) | 1 | EA | 418.5 | 418.5 | R193 | 1 | 1 | Y |  | 418.5 | R193¦HD Fowler¦1
HD Fowler | H184 | Item 10.2 |  | 12" EZ GRIP MJ WEDGE RESTRAINT SERIES EZP FOR PVC WITH ACCESSORIES EZPVCUP12 SIP | 2 | EA | 167.73 | 335.46 | R194 | 1 | 2 | Y |  | 335.46 | R194¦HD Fowler¦1
HD Fowler | H185 | Item 10.3 |  | 12" X 6" FL TEE DI, AWWA C110, C/L (295 LBS) | 12 | EA | 1211.7 | 14540.4 | R195 | 1 | 12 | Y |  | 14540.4 | R195¦HD Fowler¦1
HD Fowler | H186 | Item 10.4 |  | 16" X 6" FL TEE DI, AWWA C110, C/L (540 LBS) | 1 | EA | 2198.98 | 2198.98 | R201 | 1 | 1 | Y |  | 2198.98 | R201¦HD Fowler¦1
HD Fowler | H187 | Item 10.4 |  | 16" X 6" MJ X FL TEE DI, AWWA C153, C/L LESS ACCESSORIES (239 LBS) | 1 | EA | 1144.3 | 1144.3 | R202 | 1 | 1 | Y |  | 1144.3 | R202¦HD Fowler¦1
HD Fowler | H188 | Item 10.4 |  | 16" EZ GRIP MJ WEDGE RESTRAINT SERIES EZP FOR PVC WITH ACCESSORIES EZPVCP16 SIP | 2 | EA | 345.91 | 691.82 | R204 | 1 | 2 | Y |  | 691.82 | R204¦HD Fowler¦1
HD Fowler | H189 | Item 10.5 |  | 16" X 12" FL TEE DI, AWWA C110, C/L (590 LBS) | 1 | EA | 2377.57 | 2377.57 | R207 | 1 | 1 | Y |  | 2377.57 | R207¦HD Fowler¦1
HD Fowler | H190 | Item 10.6 |  | 36" X 24" MJ X FLG DI TEE, CML, BIT, IMPORT | 1 | EA | 16747.41 | 16747.41 | R212 | 1 | 1 | Y |  | 16747.41 | R212¦HD Fowler¦1
HD Fowler | H191 | Item 10.6 |  | 36" CL51 TYTON JOINT DI PIPE, CML, AC, 18.25' LENGTHS | 18.25 | FT | 332.02 | 6059.37 | R215 | 1 | 18.25 | Y |  | 6059.37 | R215¦HD Fowler¦1
HD Fowler | H192 | Item 10.6 |  | 36" MJ LONG SLEEVE PATTERN, AWWA C153, C/L LESS ACCESSORIES | 1 | EA | 4531.39 | 4531.39 | R213 | 1 | 1 | Y |  | 4531.39 | R213¦HD Fowler¦1
HD Fowler | H193 | Item 10.6 |  | 36" EZ GRIP MJ RESTRAINT KIT FOR DI, STD HRDWR | 4 | EA | 2064.13 | 8256.52 | R214 | 1 | 4 | Y |  | 8256.52 | R214¦HD Fowler¦1
HD Fowler | H194 | Item 10.7 |  | 16" FL CROSS DI, AWWA C110, C/L | 3 | EA | 3385.07 | 10155.21 | R217 | 1 | 3 | Y |  | 10155.21 | R217¦HD Fowler¦1
HD Fowler | H195 | Item 10.8 |  | 8" X 6" MJ SEB REDUCER DI, AWWA C153, C/L LESS ACCESSORIES (37 LBS) | 2 | EA | 150.28 | 300.56 | R220 | 1 | 2 | Y |  | 300.56 | R220¦HD Fowler¦1
HD Fowler | H196 | Item 10.8 |  | 6" EZ GRIP MJ WEDGE RESTRAINT SERIES EZP FOR PVC WITH ACCESSORIES EZPVCUP06 SIP | 2 | EA | 73.3 | 146.6 | R222 | 1 | 2 | Y |  | 146.6 | R222¦HD Fowler¦1
HD Fowler | H197 | Item 10.9 |  | 16" X 6" FL CONCENTRIC REDUCER DI, AWWA C110, C/L | 1 | EA | 971.78 | 971.78 | R225 | 1 | 1 | Y |  | 971.78 | R225¦HD Fowler¦1
HD Fowler | H198 | Item 10.9 |  | 16" PLATED BOLT & NUT KIT, A307 GRADE A, (16EA 1" X 4-1/2" BOLT WITH NUT) IMPORT | 1 | EA | 81.33 | 81.33 | R226 | 1 | 1 | Y |  | 81.33 | R226¦HD Fowler¦1
HD Fowler | H199 | Item 10.9 |  | 16" 1/8" FULL FACE GASKET, NSF-61 EPDM, 150# DOMESTIC | 1 | EA | 72.2 | 72.2 | R226 | 2 | 1 | Y |  | 72.2 | R226¦HD Fowler¦2
HD Fowler | H200 | Item 10.10 |  | 16" X 8" FL CONCENTRIC REDUCER DI, AWWA C110, C/L (230 LBS) | 3 | EA | 880.8 | 2642.4 | R228 | 1 | 3 | Y |  | 2642.4 | R228¦HD Fowler¦1
HD Fowler | H201 | Item 10.10 |  | 16" PLATED BOLT & NUT KIT, A307 GRADE A, (16EA 1" X 4-1/2" BOLT WITH NUT) IMPORT | 3 | EA | 81.33 | 243.99 | R229 | 1 | 3 | Y |  | 243.99 | R229¦HD Fowler¦1
HD Fowler | H202 | Item 10.10 |  | 16" 1/8" FULL FACE GASKET, NSF-61 EPDM, 150# DOMESTIC | 3 | EA | 72.2 | 216.6 | R229 | 2 | 3 | Y |  | 216.6 | R229¦HD Fowler¦2
HD Fowler | H203 | Item 10.11 |  | 16" X 12" FL CONCENTRIC REDUCER DI, AWWA C110, C/L (285 LBS) | 1 | EA | 1309.41 | 1309.41 | R231 | 1 | 1 | Y |  | 1309.41 | R231¦HD Fowler¦1
HD Fowler | H204 | Item 10.11 |  | 16" PLATED BOLT & NUT KIT, A307 GRADE A, (16EA 1" X 4-1/2" BOLT WITH NUT) IMPORT | 1 | EA | 81.33 | 81.33 | R232 | 1 | 1 | Y |  | 81.33 | R232¦HD Fowler¦1
HD Fowler | H205 | Item 10.11 |  | 16" 1/8" FULL FACE GASKET, NSF-61 EPDM, 150# DOMESTIC | 1 | EA | 72.2 | 72.2 | R232 | 2 | 1 | Y |  | 72.2 | R232¦HD Fowler¦2
HD Fowler | H206 | Item 10.12 |  | 24" X 16" FL CONCENTRIC REDUCER DI, AWWA C110, C/L | 1 | EA | 2539.17 | 2539.17 | R234 | 1 | 1 | Y |  | 2539.17 | R234¦HD Fowler¦1
HD Fowler | H207 | Item 10.12 |  | 24" PLATED BOLT & NUT KIT, A307 GRADE A, (20EA 1-1/4" X 5-1/2" BOLT WITH NUT) IMPORT | 1 | EA | 253.33 | 253.33 | R235 | 1 | 1 | Y |  | 253.33 | R235¦HD Fowler¦1
HD Fowler | H208 | Item 10.12 |  | 24" 1/8" FULL FACE GASKET, NSF-61 EPDM, 150# DOMESTIC | 1 | EA | 118.05 | 118.05 | R235 | 2 | 1 | Y |  | 118.05 | R235¦HD Fowler¦2
HD Fowler | H209 | Item 11 |  | 5'6" BURY, UTAH SPEC WATEROUS PACER WB67-250 FIRE HYDRANT, 5-1/4" MVO, 10" TRAFFIC SECTION, 4.5" NST PN, 1-1/2" PONOL, WITH CI TRAFFIC FLANGE, RED, MJ BOOT, LESS MJ ACC * AWWA (NOT UL/FM) * | 16 | EA | 3655.7 | 58491.2 | R237 | 1 | 16 | Y |  | 58491.2 | R237¦HD Fowler¦1
HD Fowler | H210 | Item 11 |  | 5'6" BURY, UTAH SPEC WATEROUS PACER WB67-250 FIRE HYDRANT, 5-1/4" MVO, 10" TRAFFIC SECTION, 4.5" NST PN, 1-1/2" PONOL, WITH CI TRAFFIC FLANGE, RED, FLANGED BOOT * AWWA (NOT UL/FM) * | 1 | EA | 3655.7 | 3655.7 | R238 | 1 | 1 | Y |  | 3655.7 | R238¦HD Fowler¦1
HD Fowler | H211 | Item 11 |  | 6" EZ GRIP MJ WEDGE RESTRAINT SERIES EZP FOR PVC WITH ACCESSORIES EZPVCUP06 SIP | 17 | EA | 73.3 | 1246.1 | R239 | 1 | 17 | Y |  | 1246.1 | R239¦HD Fowler¦1
HD Fowler | H212 | Item 12 |  | 16" X 2" IP ROMAC 305 SS SADDLE | 1 | EA | 507.76 | 507.76 | R242 | 1 | 1 | Y |  | 507.76 | R242¦HD Fowler¦1
HD Fowler | H213 | Item 12 |  | 13.20 X 2" IP 306SS SADDLE 12.75 - 13.20 ROMAC | 8 | EA | 340.92 | 2727.36 | R241 | 1 | 8 | Y |  | 2727.36 | R241¦HD Fowler¦1
HD Fowler | H214 | Item 12 |  | 2" X 3" SCH 40 BRASS NIPPLE IMPORT | 9 | EA | 19.98 | 179.82 | R244 | 1 | 9 | Y |  | 179.82 | R244¦HD Fowler¦1
HD Fowler | H215 | Item 12 |  | 2" BRASS BALL VALVE THREADED NO-LEAD | 9 | EA | 89.87 | 808.83 | R243 | 1 | 9 | Y |  | 808.83 | R243¦HD Fowler¦1
HD Fowler | H216 | Item 12 |  | 2" X 3" SCH 40 BRASS NIPPLE IMPORT | 9 | EA | 19.98 | 179.82 | R244 | 1 | 9 | Y |  | 179.82 | R244¦HD Fowler¦1
HD Fowler | H217 | Item 12 |  | 2" 145C COMBINATION AIR RELEASE VALVE DI BODY SS TRIM 2" & .094" DOUBLE ORIFICE 300PSI APCO | 9 | EA | 1162.47 | 10462.23 | R240 | 1 | 9 | Y |  | 10462.23 | R240¦HD Fowler¦1
HD Fowler | H218 | Item 12 |  | 2" SCH 80 PVC MALE ADAPTER SXT | 9 | EA | 14.71 | 132.39 | R245 | 1 | 9 | Y |  | 132.39 | R245¦HD Fowler¦1
HD Fowler | H219 | Item 12 |  | 2" SCH 80 IPS PVC PIPE 20' LENGTH | 200 | FT | 1.76 | 352 | R248 | 1 | 200 | Y |  | 352 | R248¦HD Fowler¦1
HD Fowler | H220 | Item 12 |  | 2" SCH 80 PVC 90 ELBOW SXS | 9 | EA | 4.44 | 39.96 | R246 | 1 | 9 | Y |  | 39.96 | R246¦HD Fowler¦1
HD Fowler | H221 | Item 12 |  | 2" GRAY UNION SXS 235PSI | 9 | EA | 24.32 | 218.88 | R247 | 1 | 9 | Y |  | 218.88 | R247¦HD Fowler¦1
HD Fowler | H222 | Item 12 |  | 2" SCH 80 PVC 90 ELBOW SXS | 27 | EA | 4.44 | 119.88 | R246 | 1 | 27 | Y |  | 119.88 | R246¦HD Fowler¦1
HD Fowler | H223 | Item 12 |  | 2" BUG SCREEN W/ CLAMP #14 STAINLESS STEEL MESH | 9 | EA | 58.75 | 528.75 | R257 | 1 | 9 | Y |  | 528.75 | R257¦HD Fowler¦1
HD Fowler | H224 | Item 13 |  | 6.90 X 1" IP 304SS SADDLE 6.63 - 6.90 ROMAC | 1 | EA | 197.81 | 197.81 | R269 | 1 | 1 | Y |  | 197.81 | R269¦HD Fowler¦1
HD Fowler | H225 | Item 13 |  | FB1101-3Q-NL 3/4" MIP X PEP QUICK JOINT BALLCORP CORP STOP NO-LEAD FORD | 1 | EA | 93.96 | 93.96 | R270 | 1 | 1 | Y |  | 93.96 | R270¦HD Fowler¦1
HD Fowler | H226 | Item 13 |  | 3/4" IPS STIFFENER #71 FORD | 4 | EA | 2.54 | 10.16 | R277 | 1 | 4 | Y |  | 10.16 | R277¦HD Fowler¦1
HD Fowler | H227 | Item 13 |  | 3/4" IPS BLUE SIDR-7 250 PSI POLY PIPE 100' ROLL BLUE OUTSIDE | 100 | FT | 0.59 | 59 | R271 | 1 | 100 | Y |  | 59 | R271¦HD Fowler¦1
HD Fowler | H228 | Item 13 |  | 12 GA BLUE WIRE 500' ROLL | 500 | RL | 128.36 | 128.36 | R278 | 1 | 500 | Y | Priced per 500' roll; qty basis converted to feet | 128.36 | R278¦HD Fowler¦1
HD Fowler | H229 | Item 13 |  | C86-33Q-NL 3/4" MIP X PEP QUICK JOINT COUPLING NO-LEAD FORD | 2 | EA | 31.39 | 62.78 | R273 | 1 | 2 | Y |  | 62.78 | R273¦HD Fowler¦1
HD Fowler | H230 | Item 13 |  | VBHC72-18W-11-33-NL 5/8" X 3/4" ANGLE BALL VALVE X ANGLE CARTRIDGE DUAL CHECK VALVE 3/4" DUAL PURPOSE SWIVEL IN AND OUT METER SETTER 18" HIGH NO-LEAD FORD | 1 | EA | 307.01 | 307.01 | R272 | 1 | 1 | Y |  | 307.01 | R272¦HD Fowler¦1
HD Fowler | H231 | Item 13 |  | 13" X 20" X 6" HDPE JUMBO METER BOX EXTENSION BLACK 12203002 CARSON | 2 | EA | 86.64 | 173.28 | R275 | 1 | 2 | Y |  | 173.28 | R275¦HD Fowler¦1
HD Fowler | H232 | Item 13 |  | 13" X 20" X 12" HDPE VALVE BOX BODY & COVER GREEN MARKED "ICV" 12201014 CARSON | 1 | EA | 137.09 | 137.09 | R276 | 1 | 1 | Y |  | 137.09 | R276¦HD Fowler¦1
HD Fowler | H233 | Item 13 |  | C86-33Q-NL 3/4" MIP X PEP QUICK JOINT COUPLING NO-LEAD FORD | 1 | EA | 31.39 | 31.39 | R273 | 1 | 1 | Y |  | 31.39 | R273¦HD Fowler¦1
HD Fowler | H234 | Item 13 |  | 2" X 3/4" BRASS BELL REDUCER IMPORT NO-LEAD | 1 | EA | 45.76 | 45.76 | R266 | 1 | 1 | Y |  | 45.76 | R266¦HD Fowler¦1
HD Fowler | H235 | Item 13 |  | 2" X 12" SCH 40 BRASS NIPPLE IMPORT | 1 | EA | 76.33 | 76.33 | R267 | 1 | 1 | Y |  | 76.33 | R267¦HD Fowler¦1
HD Fowler | H236 | Item 13 |  | 2" MACRO TWO-BOLT WIDE RANGE COUPLING, 2.12 - 2.90 EPOXY L&C EPDM GASKET 304SS B&N HP (HIGH PERFORMANCE) ROMAC | 1 | EA | 224.07 | 224.07 | R268 | 1 | 1 | Y |  | 224.07 | R268¦HD Fowler¦1
HD Fowler | H237 | Item 16 |  | 16" CL51 TYTON JOINT DI PIPE, CML, AC, 18.25' LENGTHS | 657 | FT | 95.24 | 62572.68 | R280 | 1 | 657 | Y |  | 62572.68 | R280¦HD Fowler¦1
HD Fowler | H238 | Item 16 |  | 16" EZ GRIP BELL RESTRAINT FOR DI PIPE | 36 | EA | 681.52 | 24534.72 | R281 | 1 | 36 | Y |  | 24534.72 | R281¦HD Fowler¦1
HD Fowler | H239 | Item 16 |  | 3" GRAY SCH 40 PVC CONDUIT BE, 20' LENGTH | 1320 | FT | 2.12 | 2798.4 | R290 | 1 | 1320 | Y |  | 2798.4 | R290¦HD Fowler¦1
HD Fowler | H240 | Item 16 |  | 20" X 16" MJ BXB REDUCER DI, AWWA C153, C/L LESS ACCESSORIES | 1 | EA | 856.54 | 856.54 | R282 | 1 | 1 | Y |  | 856.54 | R282¦HD Fowler¦1
HD Fowler | H241 | Item 16 |  | 16" MJ X FLG DI 22.5 BEND, CML, BIT, IMPORT | 1 | EA | 1561.46 | 1561.46 | R284 | 1 | 1 | Y |  | 1561.46 | R284¦HD Fowler¦1
HD Fowler | H242 | Item 16 |  | 16" MJ 22-1/2 ELBOW DI, AWWA C153, C/L LESS ACCESSORIES (179 LBS) | 3 | EA | 784.43 | 2353.29 | R283 | 1 | 3 | Y |  | 2353.29 | R283¦HD Fowler¦1
HD Fowler | H243 | Item 16 |  | 3" X 36" SCH 40 CONDUIT SWEEP 22 ELBOW BXSP | 4 | EA | 21.4 | 85.6 | R291 | 1 | 4 | Y |  | 85.6 | R291¦HD Fowler¦1
HD Fowler | H244 | Item 16 |  | 20" EZ GRIP MJ WEDGE RESTRAINT SERIES EZD FOR DIP WITH ACCESSORIES EZDP20 SIP | 1 | EA | 563.07 | 563.07 | R286 | 1 | 1 | Y |  | 563.07 | R286¦HD Fowler¦1
HD Fowler | H245 | Item 16 |  | 16" EZ GRIP MJ WEDGE RESTRAINT SERIES EZD FOR DIP WITH ACCESSORIES EZDP16 SIP | 7 | EA | 273.18 | 1912.26 | R287 | 1 | 7 | Y |  | 1912.26 | R287¦HD Fowler¦1
HD Fowler | H246 | Item 16 |  | POLYWRAP BAG FOR 20" & 24" X 18' LONG PIPE, 54" WIDTH, 20' SECTIONS, 8 MIL | 1020 | FT | 1.45 | 1479 | R299 | 1 | 1020 | Y |  | 1479 | R299¦HD Fowler¦1
HD Fowler | H247 | Item 16 |  | 2" X 100' POLY WRAP TAPE 10 MIL. | 15 | RL | 6.64 | 99.6 | R300 | 1 | 15 | Y |  | 99.6 | R300¦HD Fowler¦1
HD Fowler | H248 | Item 16 |  | KEYSTONE NEVASTANE HD2T FOOD GRADE GREASE 42LB PAIL | TBD | EA | 647.81 |  | R302 | 1 | 1 | N | '***' - qty left to contractor; priced at 1 unit for the unit-price comparison; NOT in the quote total | 647.81 | R302¦HD Fowler¦1
HD Fowler | H250 | Item 16 |  | GRANULAR CHLORINE (HTH), 5 LB JUG *HAZARDOUS MATERIAL* | 2 | EA | 42.82 | 85.64 | R301 | 1 | 2 | Y |  | 85.64 | R301¦HD Fowler¦1
HD Fowler | H252 | Item 16 |  | 36" A53B .562" WALL STEEL CASING, IMPORT | 575 | FT |  |  |  |  | 0 | N | NO BID on this line | 0
HD Fowler | H253 | Item 16 |  | CASING SPACERS | 0 | EA |  |  |  |  | 0 | N | PRICE TO FOLLOW - not priced | 0
HD Fowler | H254 | Item 16 |  | CASING END SEALS | 0 | EA |  |  |  |  | 0 | N | PRICE TO FOLLOW - not priced | 0
HD Fowler | H256 | Item 16 |  | 20" X 2" IP ROMAC 305 SS SADDLE | 1 | EA | 664.65 | 664.65 | R258 | 1 | 1 | Y |  | 664.65 | R258¦HD Fowler¦1
HD Fowler | H257 | Item 16 |  | 2" BRASS 90 STREET ELBOW IMPORT NO-LEAD | 1 | EA | 57.5 | 57.5 | R261 | 1 | 1 | Y |  | 57.5 | R261¦HD Fowler¦1
HD Fowler | H258 | Item 16 |  | FB1100-7Q-NL 2" MIP X CTS QUICK JOINT BALLCORP CORP STOP NO-LEAD FORD | 1 | EA | 372.94 | 372.94 | R259 | 1 | 1 | Y |  | 372.94 | R259¦HD Fowler¦1
HD Fowler | H259 | Item 16 |  | 2" CTS STIFFENER #55 FORD | 2 | EA | 3.28 | 6.56 | R263 | 1 | 2 | Y |  | 6.56 | R263¦HD Fowler¦1
HD Fowler | H261 | Item 16 |  | 2" CTS BLUE SDR-9 250 PSI POLY PIPE 100' ROLL BLUE OUTSIDE | 100 | FT | 2.13 | 213 | R262 | 1 | 100 | Y |  | 213 | R262¦HD Fowler¦1
HD Fowler | H262 | Item 16 |  | C84-77Q-NL 2" MIP X CTS QUICK JOINT COUPLING NO-LEAD FORD | 1 | EA | 112.07 | 112.07 | R260 | 1 | 1 | Y |  | 112.07 | R260¦HD Fowler¦1
HD Fowler | H263 | Item MISC |  | ESTIMATED SUBMITTAL PACKET FEE | 1 | EA | 150 | 150 | R305 | 1 | 1 | Y |  | 150 | R305¦HD Fowler¦1
HD Fowler | H264 | Item MISC |  | ESTIMATED OUTBOUND FREIGHT CHARGE | 1 | EA | 2000 | 2000 | R306 | 1 | 1 | Y |  | 2000 | R306¦HD Fowler¦1
Mountainland | M192 | Item 5 | Meter Vault | 16x12 IMP DI MJ RED AB CL/TC L/ACCY C153 - CEMENT LINED/TAR COATED - MECHANICAL JOINT - ALL BELL REDUCER DUCTILE IRON - IMPORT | 2 | ea | 589.024 | 1178.05 | R004 | 1 | 2 | Y |  | 1178.05 | R004¦Mountainland¦1
Mountainland | M193 | Item 5 | Meter Vault | FORD UFR1500-CA-16-I 16 MJ PVC C900 M/L w/ACCY PACK - RESTRAINT - IMPO RT - ACCESSORY - 17.40 | 1 | ea | 241.176 | 241.18 | R071 | 1 | 1 | Y |  | 241.18 | R071¦Mountainland¦1
Mountainland | M195 | Item 5 | Meter Vault | FORD UFR1400-DA-16-I 16 DI M/L w/AC CY PACK - RESTRAINT - IMPORT - ACCE SSORY - FOR DUCTILE IRON PIPE - 17. 40 | 1 | ea | 234.953 | 234.95 | R072 | 1 | 1 | Y |  | 234.95 | R072¦Mountainland¦1
Mountainland | M194 | Item 5 | Meter Vault | FORD UFR1400-DA-12-I 12 DI M/L w/AC CY PACK - RESTRAINT - IMPORT - ACCE SSORY - FOR DUCTILE IRON PIPE - 13. 20 | 4 | ea | 134.118 | 536.47 | R074 | 1 | 4 | Y |  | 536.47 | R074¦Mountainland¦1
Mountainland | M196 | Item 5 | Meter Vault | S-9212 12IN PIPE SUPPORT - ZINC PLATED | 1 | ea | 671.642 | 671.64 | R083 | 1 | 1 | Y |  | 671.64 | R083¦Mountainland¦1
Mountainland | M198 | Item 5 | Meter Vault | 12 x 4FT-0 DI FLG x PE SPOOL 125# DUCTILE IRON FLANGED x PLAIN END | 2 | ea | 1285.387 | 2570.77 | R043 | 1 | 2 | Y |  | 2570.77 | R043¦Mountainland¦1
Mountainland | M199 | Item 5 | Meter Vault | 12 x 1FT-6 DI FLG x PE SPOOL 125# DUCTILE IRON FLANGED x PLAIN END **NS** | 1 | ea | 751.52 | 751.52 | R047 | 1 | 1 | Y |  | 751.52 | R047¦Mountainland¦1
Mountainland | M200 | Item 5 | Meter Vault | 12xLG IMP DI MJ SLEEVE TC L/ACCY C153 - LONG - TAR COATED - MECHANICAL JOINT - DUCTILE IRON - IMPORT | 1 | ea | 418.537 | 418.54 | R014 | 1 | 1 | Y |  | 418.54 | R014¦Mountainland¦1
Mountainland | M201 | Item 5 | Meter Vault | 12 150# FLG BOLT PACK 1/8 RRRG ZINC - RED RUBBER - RING ZINC BOLTS/NUTS S2BZ0F/12015RR2 | 3 | ea | 35.06 | 105.18 | R078 | 1 | 3 | Y |  | 105.18 | R078¦Mountainland¦1
Mountainland | M202 | Item 5 | Meter Vault | 2 x 3 BRASS NIPPLE | 2 | ea | 24.249 | 48.5 | R126 | 1 | 2 | Y |  | 48.5 | R126¦Mountainland¦1
Mountainland | M203 | Item 5 | Meter Vault | FORD B11-777-NL 2 CURB STOP FIP | 1 | ea | 365.886 | 365.89 | R068 | 1 | 1 | Y |  | 365.89 | R068¦Mountainland¦1
Mountainland | M204 | Item 5 | Meter Vault | 2" MCMASTER-CARR 9877K5116 STRAINER W/14# 304 SS MESH SCREEN **NS** | 1 | ea | 687.5 | 687.5 | R070 | 1 | 1 | Y |  | 687.5 | R070¦Mountainland¦1
Mountainland | M205 | Item 5 | Meter Vault | 2 PVC SCH80 PIPE PE 400psi I.D.1.913 O.D. 2.375 | 80 | ft | 4.416 | 353.28 | R089 | 1 | 80 | Y |  | 353.28 | R089¦Mountainland¦1
Mountainland | M206 | Item 5 | Meter Vault | 817-020 2 PVC S80 SS 45 ELBOW SLIPxSLIP | 1 | ea | 14.688 | 14.69 | R107 | 1 | 1 | Y |  | 14.69 | R107¦Mountainland¦1
Mountainland | M207 | Item 5 | Meter Vault | 16IN x 1FT--0IN WALL SLEEVE (12IN PIPE) HDG **NS** | 2 | ea | 1575 | 3150 | R085 | 1 | 2 | Y |  | 3150 | R085¦Mountainland¦1
Mountainland | M208 | Item 5 | Meter Vault | LS-360-C LINK SEAL EPDM STD B&N | 42 | ea | 24.702 | 1037.46 | R087 | 1 | 42 | Y |  | 1037.46 | R087¦Mountainland¦1
Mountainland | M215 | Item 5 | Pump Station | 16x12 IMP DI MJ RED AB CL/TC L/ACCY C153 - CEMENT LINED/TAR COATED - MECHANICAL JOINT - ALL BELL REDUCER DUCTILE IRON - IMPORT | 1 | ea | 589.024 | 589.02 | R004 | 1 | 1 | Y |  | 589.02 | R004¦Mountainland¦1
Mountainland | M216 | Item 5 | Pump Station | FORD UFR1500-CA-12-I 12 MJ PVC C900 M/L w/ACCY PACK - RESTRAINT IMPORT - ACCESSORY - 13.20 | 1 | ea | 136.471 | 136.47 | R073 | 1 | 1 | Y |  | 136.47 | R073¦Mountainland¦1
Mountainland | M217 | Item 5 | Pump Station | FORD UFR1400-DA-16-I 16 DI M/L w/AC CY PACK - RESTRAINT - IMPORT - ACCE SSORY - FOR DUCTILE IRON PIPE - 17. 40 | 1 | ea | 234.953 | 234.95 | R072 | 1 | 1 | Y |  | 234.95 | R072¦Mountainland¦1
Mountainland | M224 | Item 5 | Pump Station | 16 x 15FT-0 DI FLG x PE SPOOL 125# DUCTILE IRON FLANGED x PLAIN END SPOOL **NS** | 1 | ea | 5606.627 | 5606.63 | R022 | 1 | 1 | Y |  | 5606.63 | R022¦Mountainland¦1
Mountainland | M223 | Item 5 | Pump Station | 16 x 9FT-0 DI FLG x PE SPOOL 125# DUCTILE IRON FLANGED x PLAIN END SPOOL **NS** | 1 | ea | 3696.36 | 3696.36 | R024 | 1 | 1 | Y |  | 3696.36 | R024¦Mountainland¦1
Mountainland | M225 | Item 5 | Pump Station | 16 IMP DI FLG 90 ELL CL/TC - CEMENT LINED/TAR COATED - FLANGED ELBOW - DUCTILE IRON - IMPORT | 2 | ea | 1693.902 | 3387.8 | R001 | 1 | 2 | Y |  | 3387.8 | R001¦Mountainland¦1
Mountainland | M226 | Item 5 | Pump Station | 16 x 5FT-0 DI FLG x FLG SPOOL 125# DUCTILE IRON FLANGED x FLANGED **NS** | 1 | ea | 3214.933 | 3214.93 | R026 | 1 | 1 | Y |  | 3214.93 | R026¦Mountainland¦1
Mountainland | M227 | Item 5 | Pump Station | 16 x 4FT-0 DI FLG x FLG SPOOL 125# DUCTILE IRON FLANGED x FLANGED **NS** | 1 | ea | 2908.547 | 2908.55 | R027 | 1 | 1 | Y |  | 2908.55 | R027¦Mountainland¦1
Mountainland | M228 | Item 5 | Pump Station | 16x10 IMP DI FLG CON RED CL/TC - CEMENT LINED/TAR COATED - FLANGED CONCENTRIC REDCUCER - DUCTILE IRON IMPORT | 2 | ea | 1074.146 | 2148.29 | R002 | 1 | 2 | Y |  | 2148.29 | R002¦Mountainland¦1
Mountainland | M229 | Item 5 | Pump Station | 16 150# FLG BOLT PACK 1/8 RRRG ZINC - RED RUBBER - RING ZINC BOLTS/NUTS S2BZ0F/16015RR2 | 6 | ea | 64.284 | 385.7 | R077 | 1 | 6 | Y |  | 385.7 | R077¦Mountainland¦1
Mountainland | M230 | Item 5 | Pump Station | 10x8 IMP DI FLG TEE CL/TC - CEMENT LINED/TAR COATED - FLANGED - DUCTILE IRON - IMPORT | 2 | ea | 987.073 | 1974.15 | R007 | 1 | 2 | Y |  | 1974.15 | R007¦Mountainland¦1
Mountainland | M231 | Item 5 | Pump Station | 10 x 1FT-0 DI FLG x FLG SPOOL 125# DUCTILE IRON FLANGED x FLANGED | 2 | ea | 845.973 | 1691.95 | R032 | 1 | 2 | Y |  | 1691.95 | R032¦Mountainland¦1
Mountainland | M232 | Item 5 | Pump Station | 10 IMP DI FLG TEE CL/TC - CEMENT LINED/TAR COATED - FLANGED - DUCTILE IRON - IMPORT | 2 | ea | 1148.049 | 2296.1 | R006 | 1 | 2 | Y |  | 2296.1 | R006¦Mountainland¦1
Mountainland | M233 | Item 5 | Pump Station | 10x2 IMP DI FLANGE TAPT TC - TAR COATED - DUCTILE IRON IMPORT | 2 | ea | 393.659 | 787.32 | R019 | 1 | 2 | Y |  | 787.32 | R019¦Mountainland¦1
Mountainland | M234 | Item 5 | Pump Station | 10 150# FLG BOLT PACK 1/8 RRRG ZINC - RED RUBBER - RING ZINC BOLTS/NUTS S2BZ0F/10015RR2 | 12 | ea | 29.925 | 359.1 | R079 | 1 | 12 | Y |  | 359.1 | R079¦Mountainland¦1
Mountainland | M235 | Item 5 | Pump Station | 10 x 3FT-0 DI FLG x FLG SPOOL 125# DUCTILE IRON FLANGED x FLANGED | 2 | ea | 1190.933 | 2381.87 | R033 | 1 | 2 | Y |  | 2381.87 | R033¦Mountainland¦1
Mountainland | M272 | Item 5 | Pump Station | BLINE B-3690-10 J HANGER **NS** | 2 | ea | 104.738 | 209.48 | R084 | 1 | 2 | Y |  | 209.48 | R084¦Mountainland¦1
Mountainland | M237 | Item 5 | Pump Station | FRE F085-080-10 8 BFV GEAR OP W/HDW WAFER STYLE uses (8) 3/4 N&B | 2 | ea | 657.425 | 1314.85 | R051 | 1 | 2 | Y |  | 1314.85 | R051¦Mountainland¦1
Mountainland | M238 | Item 5 | Pump Station | 8 IMP DI FLG 90 ELL CL/TC - CEMENT LINED/TAR COATED - FLANGED ELBOW - DUCTILE IRON - IMPORT | 2 | ea | 507.073 | 1014.15 | R008 | 1 | 2 | Y |  | 1014.15 | R008¦Mountainland¦1
Mountainland | M239 | Item 5 | Pump Station | 8 x 2FT-0 DI FLG x FLG SPOOL 125# DUCTILE IRON FLANGED x FLANGED | 1 | ea | 791.56 | 791.56 | R035 | 1 | 1 | Y |  | 791.56 | R035¦Mountainland¦1
Mountainland | M290 | Item 5 | Pump Station | 8 150# FLG BOLT PACK 1/8 RRRG ZINC - RED RUBBER - RING ZINC BOLTS/NUTS S2BZ0F/08015RR2 | 6 | ea | 15.313 | 91.88 | R080 | 1 | 6 | Y |  | 91.88 | R080¦Mountainland¦1
Mountainland | M240 | Item 5 | Pump Station | CLAVAL 8 # 131-AR YBCSKC Electronic Control Valve 150 # Flanged Globe Pattern NORMALLY OPEN 24DC **NS** | 1 | ea | 19777.059 | 19777.06 | R050 | 1 | 1 | Y |  | 19777.06 | R050¦Mountainland¦1
Mountainland | M291 | Item 5 | Pump Station | CLAVAL VC-22- VC-22D CONTROLLER TO CONTROL THE 131-01 VALVE **NS** | 1 | ea | 7942.059 | 7942.06 | R050 | 2 | 1 | Y |  | 7942.06 | R050¦Mountainland¦2
Mountainland | M288 | Item 5 | Pump Station | AT-DEX-10IN- AHW 10IN AV-TEK DOUBLE ECCENTRIC BUTTERFLY - 150# FLG - 275 PSI CWP - DI BODY/DISC - FBE LINED/COATED - PLANT SERVICE GEAR - HAND WHEEL OP **NS** | 1 | ea | 4854.906 | 4854.91 | R054 | 1 | 1 | Y |  | 4854.91 | R054¦Mountainland¦1
Mountainland | M289 | Item 5 | Pump Station | AT-DEX-A2N-12 AV-TEK 12" FLG DOUBLE ECCENTRIC BUTTERFLY VALVE 150# FLG **NS** | 1 | ea | 6451.765 | 6451.76 | R053 | 1 | 1 | Y |  | 6451.76 | R053¦Mountainland¦1
Mountainland | M244 | Item 5 | 2 Inch Air Vacs | 2 x 3 BRASS NIPPLE | 5 | ea | 24.249 | 121.25 | R126 | 1 | 5 | Y |  | 121.25 | R126¦Mountainland¦1
Mountainland | M245 | Item 5 | 2 Inch Air Vacs | 2x1 BRASS TEE NL | 1 | ea | 73.172 | 73.17 | R125 | 1 | 1 | Y |  | 73.17 | R125¦Mountainland¦1
Mountainland | M246 | Item 5 | 2 Inch Air Vacs | APOLLO 94ALF-108-01A 2 BRS LF THRD FP BV 600# - 2PC - FULL PORT BRASS - THREADED - BALL VALVE ---LEAD FREE--- | 2 | ea | 106.312 | 212.62 | R061 | 1 | 2 | Y |  | 212.62 | R061¦Mountainland¦1
Mountainland | M247 | Item 5 | 2 Inch Air Vacs | CRISPIN UL20.1 2 AIR VALVE | 1 | ea | 1189.744 | 1189.74 | R058 | 1 | 1 | Y |  | 1189.74 | R058¦Mountainland¦1
Mountainland | M292 | Item 5 | 2 Inch Air Vacs | CLAVAL 2IN THRD 33A KC HP COMB AIR VALVE **NS** | 1 | ea | 1444.412 | 1444.41 | R059 | 1 | 1 | Y |  | 1444.41 | R059¦Mountainland¦1
Mountainland | M248 | Item 5 | 2 Inch Air Vacs | 2x4 GALV STD WLD NIPPLE TBE | 2 | ea | 8.012 | 16.02 | R116 | 1 | 2 | Y |  | 16.02 | R116¦Mountainland¦1
Mountainland | M249 | Item 5 | 2 Inch Air Vacs | 2 IMP GALV MI 90 ELL | 4 | ea | 12.039 | 48.16 | R114 | 1 | 4 | Y |  | 48.16 | R114¦Mountainland¦1
Mountainland | M250 | Item 5 | 2 Inch Air Vacs | 2x24 GALV STD WLD NIPPLE TBE | 1 | ea | 29.876 | 29.88 | R119 | 1 | 1 | Y |  | 29.88 | R119¦Mountainland¦1
Mountainland | M251 | Item 5 | 2 Inch Air Vacs | 2x36 GALV STD WLD NIPPLE TBE | 1 | ea | 44.002 | 44 | R120 | 1 | 1 | Y |  | 44 | R120¦Mountainland¦1
Mountainland | M252 | Item 5 | 2 Inch Air Vacs | 2x60 GALV STD WLD NIPPLE TBE | 2 | ea | 65.706 | 131.41 | R122 | 1 | 2 | Y |  | 131.41 | R122¦Mountainland¦1
Mountainland | M253 | Item 5 | 2 Inch Air Vacs | 2 IMP GALV MI CPLG | 2 | ea | 9.696 | 19.39 | R123 | 1 | 2 | Y |  | 19.39 | R123¦Mountainland¦1
Mountainland | M254 | Item 5 | 2 Inch Air Vacs | 2x6 STD GALV STD WLD NIPPLE TBE | 2 | ea | 11.886 | 23.77 | R117 | 1 | 2 | Y |  | 23.77 | R117¦Mountainland¦1
Mountainland | M255 | Item 5 | 2 Inch Air Vacs | 2 IP RODENT SCREEN 2.375 | 2 | ea | 64.286 | 128.57 | R113 | 1 | 2 | Y |  | 128.57 | R113¦Mountainland¦1
Mountainland | M256 | Item 5 | 2 Inch Air Vacs | 1 x 3 BRASS NIPPLE | 1 | ea | 10.796 | 10.8 | R127 | 1 | 1 | Y |  | 10.8 | R127¦Mountainland¦1
Mountainland | M257 | Item 5 | 2 Inch Air Vacs | APOLLO 94ALF-105-01A 1 BRS LF THD FP BV 600# - 2PC - FULL PORT BRASS - THREADED - BALL VALVE ---LEAD FREE--- | 1 | ea | 31.911 | 31.91 | R063 | 1 | 1 | Y |  | 31.91 | R063¦Mountainland¦1
Mountainland | M258 | Item 5 | 2 Inch Air Vacs | FORD C84-44-Q-NL 1 MIPxCTS QJ ADAPT ER - 1 MIP x 1 CTS QUICK JOINT | 1 | ea | 27.119 | 27.12 | R131 | 1 | 1 | Y |  | 27.12 | R131¦Mountainland¦1
Mountainland | M259 | Item 5 | 2 Inch Air Vacs | FORD INSERT-52 1 CTS SS INSERT FOR PE PIPE | 1 | ea | 2.307 | 2.31 | R132 | 1 | 1 | Y |  | 2.31 | R132¦Mountainland¦1
Mountainland | M260 | Item 5 | 2 Inch Air Vacs | 1x100 CTS 250# BLUE PE PIPE POLY CENCORE HDPE SDR9 4710 ASTM D2737 | 100 | ft | 0.758 | 75.82 | R133 | 1 | 100 | Y |  | 75.82 | R133¦Mountainland¦1
Mountainland | M263 | Item 5 | 4 Inch Floor Drain | ZURN ZN520-4IP-Y FLOOR DRAIN **NS** | 3 | ea | 481.973 | 1445.92 | R111 | 1 | 3 | Y |  | 1445.92 | R111¦Mountainland¦1
Mountainland | M264 | Item 5 | 4 Inch Floor Drain | 4 PVC SCH40 PIPE BE WB-20 220psi I.D. 3.998 O.D.4.500 | 100 | ft | 2.841 | 284.14 | R092 | 1 | 100 | Y |  | 284.14 | R092¦Mountainland¦1
Mountainland | M265 | Item 5 | 4 Inch Floor Drain | 406-040 4 PVC S40 SS 90 ELBOW SLIPxSLIP | 3 | ea | 20.086 | 60.26 | R095 | 1 | 3 | Y |  | 60.26 | R095¦Mountainland¦1
Mountainland | M270 | Item 5 | 4 Inch Floor Drain | 401-007 3/4 PVC S40 SSS TEE SLIPxSLIPxSLIP | 1 | ea | 0.732 | 0.73 | R105 | 1 | 1 | Y |  | 0.73 | R105¦Mountainland¦1
Mountainland | M271 | Item 5 | 4 Inch Floor Drain | 420-040 4 PVC S40 SSSS CROSS SLIPxSLIPxSLIPxSLIP | 1 | ea | 34.652 | 34.65 | R098 | 1 | 1 | Y |  | 34.65 | R098¦Mountainland¦1
Mountainland | M266 | Item 5 | 4 Inch Floor Drain | 4 IMP DI MJxFLG ADAPTER CL/TC L/ACCY C153 - CEMENT LINED/TAR COATED - MECHANICAL JOINTxFLANGED DUCTILE IRON - IMPORT | 1 | ea | 103.902 | 103.9 | R018 | 1 | 1 | Y |  | 103.9 | R018¦Mountainland¦1
Mountainland | M267 | Item 5 | 4 Inch Floor Drain | 4 150# FLG BOLT PACK 1/8 RRRG ZINC - RED RUBBER - RING ZINC BOLTS/NUTS S2BZ0F/04015RR2 | 1 | ea | 9.745 | 9.74 | R082 | 1 | 1 | Y |  | 9.74 | R082¦Mountainland¦1
Mountainland | M276 | Item 5 | 4 Inch Floor Drain | FORD UFR1500-SA-4-I 4 MJ PVC IPS M/ L w/ACCY PACKT - RESTRAINT IMPORT - ACCESSORY - 4.50 | 1 | ea | 65.537 | 65.54 | R075 | 1 | 1 | Y |  | 65.54 | R075¦Mountainland¦1
Mountainland | M269 | Item 5 | 4 Inch Floor Drain | 4 DI FLANGE SCREEN W/#14 SS MESH **NS** | 1 | ea | 281.25 | 281.25 | R112 | 1 | 1 | Y |  | 281.25 | R112¦Mountainland¦1
Mountainland | M015 | Item 6 |  | 6 PVC DR18 C900 PIPE BLUE 235psi (6.90 od 6.09 id) | 560 | ft | 8.479 | 4748.33 | R139 | 1 | 560 | Y |  | 4748.33 | R139¦Mountainland¦1
Mountainland | M016 | Item 6 |  | S-WIRE 12x500ft BLUE AWG UF/UL WIRE PVC | 500 | ft | 0.297 | 148.5 | R140 | 1 | 500 | Y |  | 148.5 | R140¦Mountainland¦1
Mountainland | M020 | Item 7 |  | 16 PVC DR18 C900 PIPE BLUE 235psi (17.40 od) | 3000 | ft | 38.601 | 115803.11 | R147 | 1 | 3000 | Y |  | 115803.11 | R147¦Mountainland¦1
Mountainland | M021 | Item 7 |  | S-WIRE 12x500ft BLUE AWG UF/UL WIRE PVC | 3000 | ft | 0.297 | 891 | R148 | 1 | 3000 | Y |  | 891 | R148¦Mountainland¦1
Mountainland | M025 | Item 8 |  | 12 PVC DR18 C900 PIPE BLUE 235psi (13.20 od 11.65 id) | 12500 | ft | 30.083 | 376038.42 | R156 | 1 | 12500 | Y |  | 376038.42 | R156¦Mountainland¦1
Mountainland | M026 | Item 8 |  | S-WIRE 12x500ft BLUE AWG UF/UL WIRE PVC | 12500 | ft | 0.297 | 3712.5 | R157 | 1 | 12500 | Y |  | 3712.5 | R157¦Mountainland¦1
Mountainland | M030 | Item 9.1 |  | 2506 - 1 6 MJxFLG NRS GATE VALVE w/SQ NUT - L/ACCY AWWA - EDPM RW MECHANICAL JOINT X FLANGED CL125 - SS BOLTS - WATEROUS | 16 | ea | 1131.923 | 18110.77 | R164 | 1 | 16 | Y |  | 18110.77 | R164¦Mountainland¦1
Mountainland | M031 | Item 9.1 |  | 6 150# FLG BOLT PACK 1/8 RRRG ZINC - RED RUBBER - RING ZINC BOLTS/NUTS S2BZ0F/06015RR2 | 16 | ea | 14.582 | 233.31 | R167 | 1 | 16 | Y |  | 233.31 | R167¦Mountainland¦1
Mountainland | M032 | Item 9.1 |  | 564A IMP CI VB (KIT) (WATER) SLIP (36B/16T/WATER LID) - VALVE BOX SLIP TYPE - 39-50in - IMPORT - (M-8064-02i/M-8058-02i/M-8044-04i) | 16 | ea | 132.5 | 2120 | R165 | 1 | 16 | Y |  | 2120 | R165¦Mountainland¦1
Mountainland | M033 | Item 9.1 |  | FORD UFR1500-CA-6-I 6 MJ PVC C900 M/L w/ACCY PACK - RESTRAINT - IMPORT - ACCESSORY - 6.90 | 16 | ea | 66.471 | 1063.53 | R166 | 1 | 16 | Y |  | 1063.53 | R166¦Mountainland¦1
Mountainland | M034 | Item 9.1 |  | FORD UFR1390-C-6-I 6 PVC C900/DI BE LL JOINT RESTRAINT - IMPORT - 6.90 | 18 | ea | 62.706 | 1128.71 | R142 | 1 | 18 | Y |  | 1128.71 | R142¦Mountainland¦1
Mountainland | M038 | Item 9.2 |  | 2508 - 1 8 MJxFLG NRS GATE VALVE w/SQ NUT - L/ACCY AWWA - EDPM RW MECHANICAL JOINT X FLANGED CL125 - SS BOLTS - WATEROUS | 4 | ea | 1768.269 | 7073.08 | R168 | 1 | 4 | Y |  | 7073.08 | R168¦Mountainland¦1
Mountainland | M039 | Item 9.2 |  | 8 150# FLG BOLT PACK 1/8 RRRG ZINC - RED RUBBER - RING ZINC BOLTS/NUTS S2BZ0F/08015RR2 | 4 | ea | 15.313 | 61.25 | R172 | 1 | 4 | Y |  | 61.25 | R172¦Mountainland¦1
Mountainland | M040 | Item 9.2 |  | 564A IMP CI VB (KIT) (WATER) SLIP (36B/16T/WATER LID) - VALVE BOX SLIP TYPE - 39-50in - IMPORT - (M-8064-02i/M-8058-02i/M-8044-04i) | 4 | ea | 132.5 | 530 | R169 | 1 | 4 | Y |  | 530 | R169¦Mountainland¦1
Mountainland | M041 | Item 9.2 |  | FORD UFR1500-CA-8-I 8 MJ PVC C900 M/L w/ACCY PACK - RESTRAINT - IMPORT - ACCESSORY - 9.05 | 2 | ea | 74.388 | 148.78 | R170 | 1 | 2 | Y |  | 148.78 | R170¦Mountainland¦1
Mountainland | M120 | Item 9.2 |  | FORD UFR1400-DA-8-I 8 DI MEGALUG RE STRAINT ACCY PACK - IMPORT | 2 | ea | 70.247 | 140.49 | R171 | 1 | 2 | Y |  | 140.49 | R171¦Mountainland¦1
Mountainland | M042 | Item 9.2 |  | 8 IMP DI MJ PLUG TC L/ACCY C153 - TAR COATED - MECHANICAL JOINT - DUCTILE IRON - IMPORT | 2 | ea | 141.951 | 283.9 | R173 | 1 | 2 | Y |  | 283.9 | R173¦Mountainland¦1
Mountainland | M282 | Item 9.2 |  | 8 IMP MJ STD ACCY PACK TC COMPACT ACCESSORY PACK STANDARD | 2 | ea | 36.488 | 72.98 | R174 | 1 | 2 | Y |  | 72.98 | R174¦Mountainland¦1
Mountainland | M050 | Item 9.2 |  | FORD UFR1390-C-8-I 8 PVC C900/DI BE LL JOINT RESTRAINT - IMPORT - 9.05 | 8 | ea | 89.012 | 712.09 | R175 | 1 | 8 | Y |  | 712.09 | R175¦Mountainland¦1
Mountainland | M046 | Item 9.3 |  | 2512 - 1 12 MJXFLG NRS GATE VALVE w/SQ NUT L/ACCCY - AWWA - EDPM RW MECHANICAL JOINT X FLANGED CL125 - SS BOLTS - WATEROUS | 16 | ea | 3391.731 | 54267.69 | R176 | 1 | 16 | Y |  | 54267.69 | R176¦Mountainland¦1
Mountainland | M047 | Item 9.3 |  | 12 150# FLG BOLT PACK 1/8 RRRG ZINC - RED RUBBER - RING ZINC BOLTS/NUTS S2BZ0F/12015RR2 | 16 | ea | 35.06 | 560.96 | R180 | 1 | 16 | Y |  | 560.96 | R180¦Mountainland¦1
Mountainland | M048 | Item 9.3 |  | 564A IMP CI VB (KIT) (WATER) SLIP (36B/16T/WATER LID) - VALVE BOX SLIP TYPE - 39-50in - IMPORT - (M-8064-02i/M-8058-02i/M-8044-04i) | 16 | ea | 132.5 | 2120 | R177 | 1 | 16 | Y |  | 2120 | R177¦Mountainland¦1
Mountainland | M049 | Item 9.3 |  | FORD UFR1500-CA-12-I 12 MJ PVC C900 M/L w/ACCY PACK - RESTRAINT IMPORT - ACCESSORY - 13.20 | 15 | ea | 136.588 | 2048.82 | R178 | 1 | 15 | Y |  | 2048.82 | R178¦Mountainland¦1
Mountainland | M131 | Item 9.3 |  | FORD UFR1400-DA-12-I 12 DI M/L w/AC CY PACK - RESTRAINT - IMPORT - ACCE SSORY - FOR DUCTILE IRON PIPE - 13. 20 | 1 | ea | 134.118 | 134.12 | R179 | 1 | 1 | Y |  | 134.12 | R179¦Mountainland¦1
Mountainland | M130 | Item 9.3 |  | 12 IMP DI MJ PLUG TC L/ACCY C153 - TAR COATED - MECHANICAL JOINT - DUCTILE IRON - IMPORT | 1 | ea | 242.927 | 242.93 | R181 | 1 | 1 | Y |  | 242.93 | R181¦Mountainland¦1
Mountainland | M283 | Item 9.3 |  | 12 IMP MJ STD ACCY PACK TC ACCESSORY PACK STANDARD - IMPORT | 1 | ea | 74.976 | 74.98 | R182 | 1 | 1 | Y |  | 74.98 | R182¦Mountainland¦1
Mountainland | M275 | Item 9.3 |  | FORD UFR1390-C-12-I 12 PVC C900/DI BELL JOINT RESTRAINT - IMPORT - 13. 20 | 92 | ea | 164.482 | 15132.38 | R159 | 1 | 92 | Y |  | 15132.38 | R159¦Mountainland¦1
Mountainland | M157 | Item 9.4 |  | CRISPIN 16-509HP 16IN MJXFL K-FLO BFV W/TRAVELING NUT GEAR W/2IN OP NUT C504 CLASS 250B | 12 | ea | 4341.176 | 52094.12 | R183 | 1 | 12 | Y |  | 52094.12 | R183¦Mountainland¦1
Mountainland | M159 | Item 9.4 |  | 16 150# FLG BOLT PACK 1/8 RRRG ZINC - RED RUBBER - RING ZINC BOLTS/NUTS S2BZ0F/16015RR2 | 12 | ea | 64.284 | 771.4 | R187 | 1 | 12 | Y |  | 771.4 | R187¦Mountainland¦1
Mountainland | M160 | Item 9.4 |  | 564A IMP CI VB (KIT) (WATER) SLIP (36B/16T/WATER LID) - VALVE BOX SLIP TYPE - 39-50in - IMPORT - (M-8064-02i/M-8058-02i/M-8044-04i) | 12 | ea | 132.5 | 1590 | R184 | 1 | 12 | Y |  | 1590 | R184¦Mountainland¦1
Mountainland | M161 | Item 9.4 |  | FORD UFR1500-CA-16-I 16 MJ PVC C900 M/L w/ACCY PACK - RESTRAINT - IMPO RT - ACCESSORY - 17.40 | 11 | ea | 241.176 | 2652.94 | R185 | 1 | 11 | Y |  | 2652.94 | R185¦Mountainland¦1
Mountainland | M184 | Item 9.4 |  | FORD UFR1400-DA-16-I 16 DI M/L w/AC CY PACK - RESTRAINT - IMPORT - ACCE SSORY - FOR DUCTILE IRON PIPE - 17. 40 | 1 | ea | 234.953 | 234.95 | R186 | 1 | 1 | Y |  | 234.95 | R186¦Mountainland¦1
Mountainland | M155 | Item 9.4 |  | 16 IMP DI MJ PLUG TC L/ACCY C153 - TAR COATED - MECHANICAL JOINT - DUCTILE IRON - IMPORT | 1 | ea | 638.049 | 638.05 | R188 | 1 | 1 | Y |  | 638.05 | R188¦Mountainland¦1
Mountainland | M285 | Item 9.4 |  | FORD UFR1390-C-16-I 16 PVC C900/DI BELL JOINT RESTRAINT - IMPORT - 17. 40 **NS** | 90 | ea | 408.482 | 36763.41 | R150 | 1 | 90 | Y |  | 36763.41 | R150¦Mountainland¦1
Mountainland | M284 | Item 9.4 |  | 2HMBZ/A0C300 1IN-8X3 A307-A/GR.2 HEX M/B ZC CAP SCREW **NS** | 48 | ea | 3.448 | 165.49 | R187 | 2 | 12 | Y | 48 cap screws quoted; qty basis = 12 valve sets (4 per valve) | 165.49 | R187¦Mountainland¦2
Mountainland | M061 | Item 10.1 |  | 12 IMP DI MJ 11-1/4 ELL CL/TC L/ACCY C153 - CEMENT LINED/TAR COATED - MECHANICAL JOINT ELBOW - DUCTILE IRON - IMPORT | 2 | ea | 372.439 | 744.88 | R191 | 1 | 2 | Y |  | 744.88 | R191¦Mountainland¦1
Mountainland | M062 | Item 10.1 |  | FORD UFR1500-CA-12-I 12 MJ PVC C900 M/L w/ACCY PACK - RESTRAINT IMPORT - ACCESSORY - 13.20 | 4 | ea | 136.588 | 546.35 | R192 | 1 | 4 | Y |  | 546.35 | R192¦Mountainland¦1
Mountainland | M057 | Item 10.2 |  | 12 IMP DI MJ 45 ELL CL/TC L/ACCY C153 - CEMENT LINED/TAR COATED - MECHANICAL JOINT ELBOW - DUCTILE IRON - IMPORT | 1 | ea | 454.39 | 454.39 | R193 | 1 | 1 | Y |  | 454.39 | R193¦Mountainland¦1
Mountainland | M058 | Item 10.2 |  | FORD UFR1500-CA-12-I 12 MJ PVC C900 M/L w/ACCY PACK - RESTRAINT IMPORT - ACCESSORY - 13.20 | 2 | ea | 136.588 | 273.18 | R194 | 1 | 2 | Y |  | 273.18 | R194¦Mountainland¦1
Mountainland | M066 | Item 10.3 |  | 12x6 IMP DI MJxFLG TEE CL/TC L/ACCY C153 - CEMENT LINED/TAR COATED - MECHANICAL JOINTxFLANGED - DUCTILE IRON - IMPORT | 1 | ea | 680.488 | 680.49 | R196 | 1 | 1 | Y |  | 680.49 | R196¦Mountainland¦1
Mountainland | M067 | Item 10.3 |  | 12x6 IMP DI FLG TEE CL/TC - CEMENT LINED/TAR COATED - FLANGED - DUCTILE IRON - IMPORT | 11 | ea | 1315.61 | 14471.71 | R195 | 1 | 11 | Y |  | 14471.71 | R195¦Mountainland¦1
Mountainland | M068 | Item 10.3 |  | 12 IMP DI MJxFLG ADAPTER CL/TC L/ACCY C153 - CEMENT LINED/TAR COATED - MECHANICAL JOINTxFLANGED DUCTILE IRON - IMPORT | 8 | ea | 476.341 | 3810.73 | R197 | 1 | 8 | Y |  | 3810.73 | R197¦Mountainland¦1
Mountainland | M069 | Item 10.3 |  | 12 150# FLG BOLT PACK 1/8 RRRG ZINC - RED RUBBER - RING ZINC BOLTS/NUTS S2BZ0F/12015RR2 | 8 | ea | 35.06 | 280.48 | R199 | 1 | 8 | Y |  | 280.48 | R199¦Mountainland¦1
Mountainland | M070 | Item 10.3 |  | FORD UFR1500-CA-12-I 12 MJ PVC C900 M/L w/ACCY PACK - RESTRAINT IMPORT - ACCESSORY - 13.20 | 10 | ea | 136.588 | 1365.88 | R198 | 1 | 10 | Y |  | 1365.88 | R198¦Mountainland¦1
Mountainland | M074 | Item 10.4 |  | 16x6 IMP DI FLG TEE CL/TC - CEMENT LINED/TAR COATED - FLANGED - DUCTILE IRON - IMPORT **NS** | 2 | ea | 2387.561 | 4775.12 | R201 | 1 | 2 | Y |  | 4775.12 | R201¦Mountainland¦1
Mountainland | M075 | Item 10.4 |  | 16 IMP DI MJxFLG ADAPTER CL/TC L/ACCY C153 - CEMENT LINED/TAR COATED - MECHANICAL JOINTxFLANGED DUCTILE IRON - IMPORT | 1 | ea | 862.683 | 862.68 | R203 | 1 | 1 | Y |  | 862.68 | R203¦Mountainland¦1
Mountainland | M076 | Item 10.4 |  | 16 150# FLG BOLT PACK 1/8 RRRG ZINC - RED RUBBER - RING ZINC BOLTS/NUTS S2BZ0F/16015RR2 | 1 | ea | 64.284 | 64.28 | R205 | 1 | 1 | Y |  | 64.28 | R205¦Mountainland¦1
Mountainland | M078 | Item 10.4 |  | FORD UFR1500-CA-16-I 16 MJ PVC C900 M/L w/ACCY PACK - RESTRAINT - IMPO RT - ACCESSORY - 17.40 | 1 | ea | 241.176 | 241.18 | R204 | 1 | 1 | Y |  | 241.18 | R204¦Mountainland¦1
Mountainland | M081 | Item 10.5 |  | 16x12 IMP DI FLG TEE CL/TC - CEMENT LINED/TAR COATED - FLANGED - DUCTILE IRON - IMPORT | 1 | ea | 2581.463 | 2581.46 | R207 | 1 | 1 | Y |  | 2581.46 | R207¦Mountainland¦1
Mountainland | M082 | Item 10.5 |  | 16xLG IMP DI MJ SLEEVE TC L/ACCY C153 - LONG - TAR COATED - MECHANICAL JOINT - DUCTILE IRON - IMPORT | 1 | ea | 799.756 | 799.76 | R208 | 1 | 1 | Y |  | 799.76 | R208¦Mountainland¦1
Mountainland | M083 | Item 10.5 |  | FORD UFR1500-CA-16-I 16 MJ PVC C900 M/L w/ACCY PACK - RESTRAINT - IMPO RT - ACCESSORY - 17.40 | 2 | ea | 241.176 | 482.35 | R209 | 1 | 2 | Y |  | 482.35 | R209¦Mountainland¦1
Mountainland | M087 | Item 10.6 |  | 36X24 DOM DI MJXFLG TEE L/ACCY CL/TC **NS** | 1 | ea | 18638.25 | 18638.25 | R212 | 1 | 1 | Y |  | 18638.25 | R212¦Mountainland¦1
Mountainland | M090 | Item 10.6 |  | 36xLG IMP DI MJ SLEEVE TC L/ACCY C153 - LONG - TAR COATED - MECHANICAL JOINT - DUCTILE IRON - IMPORT **NS** | 1 | ea | 4919.512 | 4919.51 | R213 | 1 | 1 | Y |  | 4919.51 | R213¦Mountainland¦1
Mountainland | M286 | Item 10.6 |  | FORD UFR1400-DA-36-I 36 DI M/L w/AC CY PACK - RESTRAINT - IMPORT - ACCE SSORY - FOR DUCTILE IRON PIPE - 38. 30 **NS** | 4 | ea | 1064.565 | 4258.26 | R214 | 1 | 4 | Y |  | 4258.26 | R214¦Mountainland¦1
Mountainland | M118 | Item 10.7 |  | 16 IMP DI FLG CROSS CL/TC - CEMENT LINED/TAR COATED - FLANGED - DUCTILE IRON - IMPORT **NS** | 3 | ea | 3675.366 | 11026.1 | R217 | 1 | 3 | Y |  | 11026.1 | R217¦Mountainland¦1
Mountainland | M119 | Item 10.8 |  | 8x6 IMP DI MJ RED SEB CL/TC L/ACCY C153 - CEMENT LINED/TAR COATED MECHANICAL JOINT - SMALL END BELL REDUCER - DUCTILE IRON - IMPORT | 2 | ea | 163.171 | 326.34 | R220 | 1 | 2 | Y |  | 326.34 | R220¦Mountainland¦1
Mountainland | M121 | Item 10.8 |  | FORD UFR1500-CA-6-I 6 MJ PVC C900 M/L w/ACCY PACK - RESTRAINT - IMPORT - ACCESSORY - 6.90 | 2 | ea | 74.118 | 148.24 | R222 | 1 | 2 | Y |  | 148.24 | R222¦Mountainland¦1
Mountainland | M287 | Item 10.8 |  | FORD UFR1400-DA-8-I 8 DI MEGALUG RE STRAINT ACCY PACK - IMPORT | 2 | ea | 70.365 | 140.73 | R223 | 1 | 2 | Y |  | 140.73 | R223¦Mountainland¦1
Mountainland | M124 | Item 10.9 |  | 16x6 IMP DI FLG CON RED CL/TC - CEMENT LINED/TAR COATED - FLANGED CONCENTRIC REDCUCER - DUCTILE IRON IMPORT **NS** | 1 | ea | 905.366 | 905.37 | R225 | 1 | 1 | Y |  | 905.37 | R225¦Mountainland¦1
Mountainland | M125 | Item 10.9 |  | 16 150# FLG BOLT PACK 1/8 RRRG ZINC - RED RUBBER - RING ZINC BOLTS/NUTS S2BZ0F/16015RR2 | 1 | ea | 64.284 | 64.28 | R226 | 1 | 1 | Y |  | 64.28 | R226¦Mountainland¦1
Mountainland | M126 | Item 10.10 |  | 16x8 IMP DI FLG CON RED CL/TC - CEMENT LINED/TAR COATED - FLANGED CONCENTRIC REDCUCER - DUCTILE IRON IMPORT | 4 | ea | 956.341 | 3825.37 | R228 | 1 | 4 | Y |  | 3825.37 | R228¦Mountainland¦1
Mountainland | M127 | Item 10.10 |  | 16 150# FLG BOLT PACK 1/8 RRRG ZINC - RED RUBBER - RING ZINC BOLTS/NUTS S2BZ0F/16015RR2 | 4 | ea | 64.284 | 257.13 | R229 | 1 | 4 | Y |  | 257.13 | R229¦Mountainland¦1
Mountainland | M128 | Item 10.11 |  | 16x12 IMP DI FLG CON RED CL/TC - CEMENT LINED/TAR COATED - FLANGED CONCENTRIC REDCUCER - DUCTILE IRON IMPORT | 1 | ea | 1421.707 | 1421.71 | R231 | 1 | 1 | Y |  | 1421.71 | R231¦Mountainland¦1
Mountainland | M129 | Item 10.11 |  | 16 150# FLG BOLT PACK 1/8 RRRG ZINC - RED RUBBER - RING ZINC BOLTS/NUTS S2BZ0F/16015RR2 | 1 | ea | 64.284 | 64.28 | R232 | 1 | 1 | Y |  | 64.28 | R232¦Mountainland¦1
Mountainland | M132 | Item 10.12 |  | 24x16 IMP DI FLG CON RED CL/TC - CEMENT LINED/TAR COATED - FLANGED CONCENTRIC REDCUCER - DUCTILE IRON IMPORT **NS** | 1 | ea | 2713.171 | 2713.17 | R234 | 1 | 1 | Y |  | 2713.17 | R234¦Mountainland¦1
Mountainland | M133 | Item 10.12 |  | 24 150# FLG BOLT PACK 1/8 RRRG ZINC - RED RUBBER - RING ZINC BOLTS/NUTS S2BZ0F/24015RR2 **NS** | 1 | ea | 151.493 | 151.49 | R235 | 1 | 1 | Y |  | 151.49 | R235¦Mountainland¦1
Mountainland | M113 | Item 11 |  | 4.6B FIRE HYDRANT 6MJ 3NOZ - RED WB67 w/EPOXY SHOE - L/ACC - SS BOLT - 3NOZZLE - MECHANICAL JOINT WATEROUS | 17 | ea | 3570.447 | 60697.61 | R237 | 1 | 17 | Y |  | 60697.61 | R237¦Mountainland¦1
Mountainland | M114 | Item 11 |  | FORD UFR1500-CA-6-I 6 MJ PVC C900 M/L w/ACCY PACK - RESTRAINT - IMPORT - ACCESSORY - 6.90 | 17 | ea | 66.471 | 1130 | R239 | 1 | 17 | Y |  | 1130 | R239¦Mountainland¦1
Mountainland | M162 | Item 12 |  | FORD 202BSD-1740-IP7 16IN BRASS SADDLE 2IN IP **NS** | 3 | ea | 564.012 | 1692.04 | R242 | 1 | 3 | Y |  | 1692.04 | R242¦Mountainland¦1
Mountainland | M295 | Item 12 |  | FORD 202BSD-1320-IP7 12IN BRASS SAD DLE 2IN IP **NS** | 7 | ea | 423.959 | 2967.71 | R241 | 1 | 7 | Y |  | 2967.71 | R241¦Mountainland¦1
Mountainland | M165 | Item 12 |  | 2 BRASS STR 90 ELL NL | 2 | ea | 60.57 | 121.14 | R261 | 1 | 2 | Y |  | 121.14 | R261¦Mountainland¦1
Mountainland | M166 | Item 12 |  | FORD FB1101-7-IDR7-NL 2 BALL CORP S TOP MIPxPE PJ - 2 MIP x 2 PE PACK J OINT | 1 | ea | 380.471 | 380.47 | R259 | 1 | 1 | Y |  | 380.47 | R259¦Mountainland¦1
Mountainland | M168 | Item 12 |  | FORD C86-77-NL-IDR7 2 MIPxPE PJ ADP T 2 MIP x 2 PE PACK JOINT ADAPTER | 1 | ea | 165.994 | 165.99 | R260 | 1 | 1 | Y |  | 165.99 | R260¦Mountainland¦1
Mountainland | M167 | Item 12 |  | 2x100 IPS 250# BLUE PE PIPE POLY HDPE SIDR7 4710 ASTM D2239 | 100 | ft | 4.081 | 408.06 | R262 | 1 | 100 | Y |  | 408.06 | R262¦Mountainland¦1
Mountainland | M169 | Item 12 |  | FORD INSERT-75 2 IPS SS INSERT FOR PE PIPE | 2 | ea | 5.068 | 10.14 | R263 | 1 | 2 | Y |  | 10.14 | R263¦Mountainland¦1
Mountainland | M170 | Item 12 |  | APOLLO 94ALF-108-01A 2 BRS LF THRD FP BV 600# - 2PC - FULL PORT BRASS - THREADED - BALL VALVE ---LEAD FREE--- | 9 | ea | 106.312 | 956.81 | R243 | 1 | 9 | Y |  | 956.81 | R243¦Mountainland¦1
Mountainland | M171 | Item 12 |  | 2 x 3 BRASS NIPPLE | 18 | ea | 24.249 | 436.49 | R244 | 1 | 18 | Y |  | 436.49 | R244¦Mountainland¦1
Mountainland | M172 | Item 12 |  | CRISPIN UL20.1 2 AIR VALVE | 9 | ea | 1189.744 | 10707.69 | R240 | 1 | 9 | Y |  | 10707.69 | R240¦Mountainland¦1
Mountainland | M173 | Item 12 |  | 836-020 2 PVC S80 MALE ADAPTER MIPxSLIP (036425) | 18 | ea | 17.108 | 307.94 | R245 | 1 | 18 | Y |  | 307.94 | R245¦Mountainland¦1
Mountainland | M174 | Item 12 |  | 806-020 2 PVC S80 SS 90 ELBOW SLIPxSLIP | 9 | ea | 6.222 | 55.99 | R246 | 1 | 9 | Y |  | 55.99 | R246¦Mountainland¦1
Mountainland | M175 | Item 12 |  | 857-020 2 PVC S80 SS UNION VITON FKM - SLIPxSLIP **OLD STYLE** (see .658504 for New Style) | 9 | ea | 28.615 | 257.54 | R247 | 1 | 9 | Y |  | 257.54 | R247¦Mountainland¦1
Mountainland | M176 | Item 12 |  | 2 PVC SCH80 PIPE PE 400psi I.D.1.913 O.D. 2.375 | 180 | ft | 4.416 | 794.88 | R248 | 1 | 180 | Y |  | 794.88 | R248¦Mountainland¦1
Mountainland | M177 | Item 12 |  | 2 IMP GALV MI 90 ELL | 9 | ea | 12.039 | 108.35 | R249 | 1 | 9 | Y |  | 108.35 | R249¦Mountainland¦1
Mountainland | M178 | Item 12 |  | 2x48 GALV STD WLD NIPPLE TBE | 9 | ea | 62.046 | 558.42 | R254 | 1 | 9 | Y |  | 558.42 | R254¦Mountainland¦1
Mountainland | M179 | Item 12 |  | MIDLAND 21178 2 GALV MUSHROOM VENT CAP | 9 | ea | 18.415 | 165.73 | R257 | 1 | 9 | Y |  | 165.73 | R257¦Mountainland¦1
Mountainland | M140 | Item 14 |  | 2 BRASS SQ HD CORED PLUG NL | 1 | ea | 19.193 | 19.19 | R279 | 1 | 1 | Y |  | 19.19 | R279¦Mountainland¦1
Mountainland | M141 | Item 14 |  | FORD 101BS-905-IP3 BRS SS/SB SADDLE 9.05x3/4 IPS THREAD - BRASS BODY S S SINGLE BAND - FOR PVC C900 | 1 | ea | 149.088 | 149.09 | R269 | 1 | 1 | Y |  | 149.09 | R269¦Mountainland¦1
Mountainland | M142 | Item 14 |  | FORD F1101-3-G NL 3/4 CORP STOP MIP xPE GJ - 3/4MIPx3/4PE GRIP JOINT | 1 | ea | 61.983 | 61.98 | R270 | 1 | 1 | Y |  | 61.98 | R270¦Mountainland¦1
Mountainland | M143 | Item 14 |  | 3/4x100 IPS 250# BLUE PE PIPE POLY HDPE SIDR7 4710 ASTM D2239 | 100 | ft | 0.687 | 68.66 | R271 | 1 | 100 | Y |  | 68.66 | R271¦Mountainland¦1
Mountainland | M144 | Item 14 |  | FORD VBHC72-95166-015-NL ST GEORGE METER SETTER | 1 | ea | 299.435 | 299.44 | R272 | 1 | 1 | Y |  | 299.44 | R272¦Mountainland¦1
Mountainland | M145 | Item 14 |  | FORD C16-33-G-NL 3/4 FIPxPE GJ ADAP TER - 3/4FIPx3/4PE GRIP JOINT | 2 | ea | 29.705 | 59.41 | R273 | 1 | 2 | Y |  | 59.41 | R273¦Mountainland¦1
Mountainland | M146 | Item 14 |  | FORD INSERT-71 3/4 IPS SS INSERT FO R PE PIPE | 3 | ea | 2.449 | 7.35 | R277 | 1 | 3 | Y |  | 7.35 | R277¦Mountainland¦1
Mountainland | M147 | Item 14 |  | CARSON 15201010 1520 BOX 18 WTR MTR BLACK W/FLUSH COVER PLASTIC READER 1520-18 BLACK WTR MTR 2 MSHL FCVR 12.5x17.75 TOP 17x22.25 ID CARSON | 1 | ea | 140.96 | 140.96 | R274 | 1 | 1 | Y |  | 140.96 | R274¦Mountainland¦1
Mountainland | M180 | Item 16 |  | 16 CL51 DUCTILE IRON PIPE TJ **NS** | 684 | ft | 97.219 | 66497.63 | R280 | 1 | 684 | Y |  | 66497.63 | R280¦Mountainland¦1
Mountainland | M181 | Item 16 |  | 16 IMP DI MJ 22-1/2 ELL CL/TC L/ACCY C153 - CEMENT LINED/TAR COATED - MECHANICAL JOINT ELBOW - DUCTILE IRON - IMPORT | 3 | ea | 851.707 | 2555.12 | R283 | 1 | 3 | Y |  | 2555.12 | R283¦Mountainland¦1
Mountainland | M182 | Item 16 |  | 16 IMP DI MJxFLG 22-1/2 ELL CL/TC L/ACCY C110 - CEMENT LINED/TAR COATED - MECHANICAL JOINTxFLANGED ELBOW DUCTILE IRON IMPORT **NS** | 1 | ea | 1570.875 | 1570.88 | R284 | 1 | 1 | Y |  | 1570.88 | R284¦Mountainland¦1
Mountainland | M183 | Item 16 |  | 20x16 IMP DI MJ RED AB CL/TC L/ACCY C153 - CEMENT LINED/TAR COATED - MECHANICAL JOINT - ALL BELL REDUCER DUCTILE IRON - IMPORT **NS** | 1 | ea | 836.049 | 836.05 | R282 | 1 | 1 | Y |  | 836.05 | R282¦Mountainland¦1
Mountainland | M186 | Item 16 |  | FORD UFR1400-DA-20-I 20 DI M/L w/AC CY PACK - RESTRAINT - IMPORT ACCESS ORY - FOR DUCTILE IRON PIPE 21.60 / 1120DEC | 1 | ea | 314.353 | 314.35 | R286 | 1 | 1 | Y |  | 314.35 | R286¦Mountainland¦1
Mountainland | M187 | Item 16 |  | FORD UFR1400-DA-16-I 16 DI M/L w/AC CY PACK - RESTRAINT - IMPORT - ACCE SSORY - FOR DUCTILE IRON PIPE - 17. 40 | 8 | ea | 234.953 | 1879.62 | R287 | 1 | 8 | Y |  | 1879.62 | R287¦Mountainland¦1
Mountainland | M300 | Item 16 |  | 36IN x .625IN SPIRAL WELD STEEL CASING (40FT-) A252 **NS** | 580 | ft | 267.053 | 154890.53 | R296 | 1 | 580 | Y |  | 154890.53 | R296¦Mountainland¦1
Mountainland | M209 | Item 16 |  | SSI8-2031636-CL-3-V-2-3.5IN x 17.40IN OD x 36IN ID SS CASING SPACER CLUSTER **NS** | 117 | ea | 363.75 | 42558.75 | R297 | 1 | 117 | Y |  | 42558.75 | R297¦Mountainland¦1
Mountainland | M210 | Item 16 |  | APC-2031636-CL-3-V-2-3.5IN x 17.40IN OD x 36IN OD CLUSTER END SEAL **NS** | 2 | ea | 337.5 | 675 | R298 | 1 | 2 | Y |  | 675 | R298¦Mountainland¦1
Mountainland | M188 | Item 16 |  | FORD UFR1390-C-16-I 16 PVC C900/DI BELL JOINT RESTRAINT - IMPORT - 17. 40 **NS** | 33 | ea | 408.482 | 13479.92 | R281 | 1 | 33 | Y |  | 13479.92 | R281¦Mountainland¦1
Mountainland | M211 | Item 16 |  | 3x20ft PVC S40 CONDUIT PIPE BE BELL END PART# 126517 | 1400 | ft | 1.975 | 2765 | R290 | 1 | 1400 | Y |  | 2765 | R290¦Mountainland¦1
Mountainland | M212 | Item 16 |  | 3 (x36) PVC S40 CONDUIT LR 90 ELBOW BE F403009036 | 4 | ea | 36.497 | 145.99 | R291 | 1 | 4 | Y |  | 145.99 | R291¦Mountainland¦1
Scholzen | S001 | Item 5 | Pump Station | 8" Cla-Val 131 w/ position transmitter & VC-22D controller | 1 | EA | 31000 | 31000 | R050 | 1 | 1 | Y |  | 31000 | R050¦Scholzen¦1
Scholzen | S002 | Item 5 | Pump Station | 12" MJ 45 bend less accs | 1 | EA | 465.75 | 465.75 | R011 | 1 | 1 | Y |  | 465.75 | R011¦Scholzen¦1
Scholzen | S003 | Item 5 | Pump Station | 12" MJ 22-1/2 bend less accs | 1 | EA | 406.5 | 406.5 | R012 | 1 | 1 | Y |  | 406.5 | R012¦Scholzen¦1
Scholzen | S004 | Item 5 | Pump Station | 12" Mega Lug for PVC w/ accs PVCPK4012 | 4 | EA | 193.73 | 774.92 | R073 | 1 | 4 | Y |  | 774.92 | R073¦Scholzen¦1
Scholzen | S005 | Item 5 | Pump Station | 8" flg 90 | 2 | EA | 519.75 | 1039.5 | R008 | 1 | 2 | Y |  | 1039.5 | R008¦Scholzen¦1
Scholzen | S006 | Item 5 | Pump Station | 16" flg 90 | 2 | EA | 1634 | 3268 | R001 | 1 | 2 | Y |  | 3268 | R001¦Scholzen¦1
Scholzen | S007 | Item 5 | Pump Station | 10" x 8" flg tee | 2 | EA | 1011.75 | 2023.5 | R007 | 1 | 2 | Y |  | 2023.5 | R007¦Scholzen¦1
Scholzen | S008 | Item 5 | Pump Station | 16" x 10" flg reducer | 2 | EA | 1054.02 | 2108.04 | R002 | 1 | 2 | Y |  | 2108.04 | R002¦Scholzen¦1
Scholzen | S009 | Item 5 | Pump Station | 12" flg tee | 1 | EA | 1707 | 1707 | R005 | 1 | 1 | Y |  | 1707 | R005¦Scholzen¦1
Scholzen | S010 | Item 5 | Pump Station | 12" MJ x flg adapter less accs | 1 | EA | 488.25 | 488.25 | R013 | 1 | 1 | Y |  | 488.25 | R013¦Scholzen¦1
Scholzen | S011 | Item 5 | Pump Station | 16" x 12" flg x flg reducer | 1 | EA | 1395.07 | 1395.07 | R003 | 1 | 1 | Y |  | 1395.07 | R003¦Scholzen¦1
Scholzen | S012 | Item 5 | Pump Station | 10" flg tee | 2 | EA | 1176.75 | 2353.5 | R006 | 1 | 2 | Y |  | 2353.5 | R006¦Scholzen¦1
Scholzen | S013 | Item 5 | Pump Station | 1/2" Watts LF25AUB-Z3 PRV | 2 | EA | 250.5 | 501 | R065 | 1 | 2 | Y |  | 501 | R065¦Scholzen¦1
Scholzen | S014 | Item 5 | Pump Station | 1/2" ball valve threaded brass 600 WOG | 2 | EA | 9.97 | 19.94 | R064 | 1 | 2 | Y |  | 19.94 | R064¦Scholzen¦1
Scholzen | S015 | Item 5 | Pump Station | 2" ball valve threaded brass 600 WOG | 2 | EA | 101.72 | 203.44 | R061 | 1 | 2 | Y |  | 203.44 | R061¦Scholzen¦1
Scholzen | S016 | Item 5 | Pump Station | 2" galv 90 | 4 | EA | 8.65 | 34.6 | R114 | 1 | 4 | Y |  | 34.6 | R114¦Scholzen¦1
Scholzen | S017 | Item 5 | Pump Station | 2" x 1" galv reducing tee | 3 | EA | 12.52 | 37.56 | R124 | 1 | 3 | Y |  | 37.56 | R124¦Scholzen¦1
Scholzen | S018 | Item 5 | Pump Station | 3/4" vacuum breaker (hose) | 2 | EA | 24.96 | 49.92 | R066 | 1 | 2 | Y |  | 49.92 | R066¦Scholzen¦1
Scholzen | S019 | Item 5 | Pump Station | 3/4" MIP hose bib | 2 | EA | 18.99 | 37.98 | R067 | 1 | 2 | Y |  | 37.98 | R067¦Scholzen¦1
Scholzen | S020 | Item 5 | Pump Station | 2" combination air/vac valve UL20.1 20-150# | 2 | EA | 1181.13 | 2362.26 | R058 | 1 | 2 | Y |  | 2362.26 | R058¦Scholzen¦1
Scholzen | S021 | Item 5 | Pump Station | 2" x 3" galv nipple | 6 | EA | 3.02 | 18.12 | R115 | 1 | 6 | Y |  | 18.12 | R115¦Scholzen¦1
Scholzen | S022 | Item 5 | Pump Station | 2" x 24" galv nipple | 2 | EA | 59.62 | 119.24 | R119 | 1 | 2 | Y |  | 119.24 | R119¦Scholzen¦1
Scholzen | S023 | Item 5 | Pump Station | 2" x 60" galv nipple | 2 | EA | 107.49 | 214.98 | R122 | 1 | 2 | Y |  | 214.98 | R122¦Scholzen¦1
Scholzen | S024 | Item 5 | Pump Station | 16" x 10'-6" flg x flg DI spool | 1 | EA | 4848 | 4848 | R025 | 1 | 1 | Y |  | 4848 | R025¦Scholzen¦1
Scholzen | S025 | Item 5 | Pump Station | 10" x 4'-6" flg x flg DI spool | 1 | EA | 1412 | 1412 | R029 | 1 | 1 | Y |  | 1412 | R029¦Scholzen¦1
Scholzen | S026 | Item 5 | Pump Station | 8" x 2'-6" flg x flg DI spool | 1 | EA | 835 | 835 | R034 | 1 | 1 | Y |  | 835 | R034¦Scholzen¦1
Scholzen | S027 | Item 5 | Pump Station | 10" x 2'-10" flg x flg DI spool | 2 | EA | 1160 | 2320 | R031 | 1 | 2 | Y |  | 2320 | R031¦Scholzen¦1
Scholzen | S028 | Item 5 | Pump Station | 16" x 10'-0" flg x PE DI spool | 1 | EA | 3911 | 3911 | R023 | 1 | 1 | Y |  | 3911 | R023¦Scholzen¦1
Scholzen | S029 | Item 5 | Pump Station | 16" MJ sleeve less accessories | 1 | EA | 784.77 | 784.77 | R016 | 1 | 1 | Y |  | 784.77 | R016¦Scholzen¦1
Scholzen | S030 | Item 5 | Pump Station | 16" Mega Lug for DI pipe w/ accs SGDPPK16 | 2 | EA | 315.53 | 631.06 | R072 | 1 | 2 | Y |  | 631.06 | R072¦Scholzen¦1
Scholzen | S031 | Item 5 | Pump Station | 8" bolt/nut/gasket set w/ Predator NSF61 | 5 | EA | 39.38 | 196.9 | R080 | 1 | 5 | Y |  | 196.9 | R080¦Scholzen¦1
Scholzen | S032 | Item 5 | Pump Station | 10" bolt/nut/gasket set w/ Predator NSF61 | 12 | EA | 46.5 | 558 | R079 | 1 | 12 | Y |  | 558 | R079¦Scholzen¦1
Scholzen | S033 | Item 5 | Pump Station | 16" bolt/nut/gasket set | 7 | EA | 124 | 868 | R077 | 1 | 7 | Y |  | 868 | R077¦Scholzen¦1
Scholzen | S034 | Item 5 | Pump Station | 12" bolt/nut/gasket set | 2 | EA | 58.13 | 116.26 | R078 | 1 | 2 | Y |  | 116.26 | R078¦Scholzen¦1
Scholzen | S035 | Item 5 | Pump Station | 12" MJ x flg gate valve less accs | 1 | EA | 3434.76 | 3434.76 | R055 | 1 | 1 | Y |  | 3434.76 | R055¦Scholzen¦1
Scholzen | S036 | Item 5 | Pump Station | 12" flg gate valve | 1 | EA | 3662.26 | 3662.26 | R056 | 1 | 1 | Y |  | 3662.26 | R056¦Scholzen¦1
Scholzen | S037 | Item 5 | Pump Station | 3'-4' slip valve box and lid M-8040-SG | 2 | EA | 141.45 | 282.9 | R057 | 1 | 2 | Y |  | 282.9 | R057¦Scholzen¦1
Scholzen | S038 | Item 5 | Pump Station | 12" Mega Lug for PVC w/ accs PVCPK4012 | 2 | EA | 193.73 | 387.46 | R073 | 1 | 2 | Y |  | 387.46 | R073¦Scholzen¦1
Scholzen | S039 | Item 5 | Pump Station | 4" Sch 80 PVC pipe w/ belled ends | 80 | FT | 6.29 | 503.2 | R091 | 1 | 80 | Y |  | 503.2 | R091¦Scholzen¦1
Scholzen | S040 | Item 5 | Pump Station | 4" CL-51 DI pipe TJ | 20 | FT | 43.37 | 867.4 | R020 | 1 | 20 | Y |  | 867.4 | R020¦Scholzen¦1
Scholzen | S041 | Item 5 | Pump Station | 4" MJ sleeve | 1 | EA | 99.75 | 99.75 | R017 | 1 | 1 | Y |  | 99.75 | R017¦Scholzen¦1
Scholzen | S042 | Item 5 | Pump Station | 4" Mega Lug for DI w/ accs | 1 | EA | 54.6 | 54.6 | R076 | 1 | 1 | Y |  | 54.6 | R076¦Scholzen¦1
Scholzen | S043 | Item 5 | Pump Station | 4" Mega Lug for PVC w/ accs PVCPK4004 | 1 | EA | 63 | 63 | R075 | 1 | 1 | Y |  | 63 | R075¦Scholzen¦1
Scholzen | S044 | Item 5 | Pump Station | 4" rodent screen for IPS pipe | 1 | EA | 96 | 96 | R112 | 1 | 1 | Y |  | 96 | R112¦Scholzen¦1
Scholzen | S045 | Item 5 | Pump Station | 4" PVC 90 ell soc Sch 80 | 4 | EA | 30.08 | 120.32 | R095 | 1 | 4 | Y |  | 120.32 | R095¦Scholzen¦1
Scholzen | S046 | Item 5 | Pump Station | 4" PVC tee soc Sch 80 | 2 | EA | 42.16 | 84.32 | R097 | 1 | 2 | Y |  | 84.32 | R097¦Scholzen¦1
Scholzen | S047 | Item 5 | Pump Station | 4" PVC 45 ell soc Sch 80 | 2 | EA | 81.68 | 163.36 | R096 | 1 | 2 | Y |  | 163.36 | R096¦Scholzen¦1
Scholzen | S048 | Item 5 | Pump Station | 4" Zurn floor drain | 3 | EA | 144.28 | 432.84 | R111 | 1 | 3 | Y |  | 432.84 | R111¦Scholzen¦1
Scholzen | S049 | Item 5 | Pump Station | 1/2" x 100' sleeved PEX pipe #33830 | 100 | FT | 0.75 | 75 | R134 | 1 | 100 | Y |  | 75 | R134¦Scholzen¦1
Scholzen | S050 | Item 5 | Pump Station | 1/2" M hard copper | 20 | FT | 2.36 | 47.2 | R135 | 1 | 20 | Y |  | 47.2 | R135¦Scholzen¦1
Scholzen | S051 | Item 5 | Pump Station | 12" MJ x flg adapter less accs | 1 | EA | 488.25 | 488.25 | R013 | 1 | 1 | Y |  | 488.25 | R013¦Scholzen¦1
Scholzen | S052 | Item 5 | Meter Vault | 16" x 12" MJ reducer | 2 | EA | 568 | 1136 | R004 | 1 | 2 | Y |  | 1136 | R004¦Scholzen¦1
Scholzen | S053 | Item 5 | Meter Vault | 12" MJ sleeve | 1 | EA | 429 | 429 | R014 | 1 | 1 | Y |  | 429 | R014¦Scholzen¦1
Scholzen | S054 | Item 5 | Meter Vault | 12" x 0'-10" flg x PE DI spool | 1 | EA | 628 | 628 | R048 | 1 | 1 | Y |  | 628 | R048¦Scholzen¦1
Scholzen | S055 | Item 5 | Meter Vault | 12" x 2'-6" flg x PE DI spool | 1 | EA | 940 | 940 | R045 | 1 | 1 | Y |  | 940 | R045¦Scholzen¦1
Scholzen | S056 | Item 5 | Meter Vault | 12" pipe support (Anvil 259) | 1 | EA | 585 | 585 | R083 | 1 | 1 | Y |  | 585 | R083¦Scholzen¦1
Scholzen | S057 | Item 5 | Meter Vault | 3" x 12" black nipple | 1 | EA | 19.9 | 19.9 | R136 | 1 | 1 | Y |  | 19.9 | R136¦Scholzen¦1
Scholzen | S058 | Item 5 | Meter Vault | 1" x 6" black nipple | 1 | EA | 2.73 | 2.73 | R137 | 1 | 1 | Y |  | 2.73 | R137¦Scholzen¦1
Scholzen | S059 | Item 5 | Meter Vault | 1" black coupling (50 per box) | 1 | EA | 2 | 2 | R138 | 1 | 1 | Y |  | 2 | R138¦Scholzen¦1
Scholzen | S060 | Item 5 | Meter Vault | 16" Mega Lug for PVC w/ accs 2016PEC | 2 | EA | 399.53 | 799.06 | R071 | 1 | 2 | Y |  | 799.06 | R071¦Scholzen¦1
Scholzen | S061 | Item 5 | Meter Vault | 12" Mega Lug for DI w/ accs 1112DEC | 4 | EA | 175.88 | 703.52 | R074 | 1 | 4 | Y |  | 703.52 | R074¦Scholzen¦1
Scholzen | S062 | Item 5 | Meter Vault | 12" bolt/nut/gasket set | 3 | EA | 58.13 | 174.39 | R078 | 1 | 3 | Y |  | 174.39 | R078¦Scholzen¦1
Scholzen | S063 | Item 5 | Meter Vault | 12" x 6" galvanized wall sleeve | 2 | EA | 2493 | 4986 | R085 | 1 | 2 | Y |  | 4986 | R085¦Scholzen¦1
Scholzen | S064 | Item 5 | Meter Vault | 12" Link-Seal LS-325 S316 (14 links per sleeve) | 28 | EA | 25 | 700 | R088 | 1 | 28 | Y |  | 700 | R088¦Scholzen¦1
Scholzen | S065 | Item 5 | Meter Vault | 2" rodent screen IPS | 1 | EA | 63.33 | 63.33 | R113 | 1 | 1 | Y |  | 63.33 | R113¦Scholzen¦1
Scholzen | S066 | Item 5 | Meter Vault | 2" PVC 45 ell soc | 2 | EA | 17.75 | 35.5 | R107 | 1 | 2 | Y |  | 35.5 | R107¦Scholzen¦1
Scholzen | S067 | Item 5 | Meter Vault | 2" PVC female adapter socxFP | 1 | EA | 27.1 | 27.1 | R109 | 1 | 1 | Y |  | 27.1 | R109¦Scholzen¦1
Scholzen | S068 | Item 5 | Meter Vault | 2" Sch 40 galvanized T&C pipe (priced per 100 ft) | 21 | FT | 1220 | 256.2 | R093 | 1 | 21 | Y | Unit price is per 100 ft | 256.2 | R093¦Scholzen¦1
Scholzen | S069 | Item 5 | Meter Vault | 2" PVC Sch 80 pipe w/ belled ends | 80 | FT | 2.1 | 168 | R089 | 1 | 80 | Y |  | 168 | R089¦Scholzen¦1
Scholzen | S070 | Item 5 | Meter Vault | 2" x 3" brass nipple | 1 | EA | 20.5 | 20.5 | R126 | 1 | 1 | Y |  | 20.5 | R126¦Scholzen¦1
Scholzen | S071 | Item 5 | Meter Vault | 2" MIP x PK JT for PVC male adapter | 1 | EA | 149.97 | 149.97 | R110 | 1 | 1 | Y |  | 149.97 | R110¦Scholzen¦1
Scholzen | S072 | Item 5 | Meter Vault | 2" curb stop handle | 1 | EA | 40.02 | 40.02 | R069 | 1 | 1 | Y |  | 40.02 | R069¦Scholzen¦1
Scholzen | S073 | Item 5 | Meter Vault | 2" MPLS PAT ball valve (curb stop) | 1 | EA | 417.45 | 417.45 | R068 | 1 | 1 | Y |  | 417.45 | R068¦Scholzen¦1
Scholzen | S074 | Item 5 | Valve Vault | 12" AV-TEK butterfly valve w/ electric actuator | 1 | EA | 20159.85 | 20159.85 | R052 | 1 | 1 | Y |  | 20159.85 | R052¦Scholzen¦1
Scholzen | S075 | Item 5 | Valve Vault | 12" x 7'-4" flg x flg DI spool | 1 | EA | 2434 | 2434 | R038 | 1 | 1 | Y |  | 2434 | R038¦Scholzen¦1
Scholzen | S076 | Item 5 | Valve Vault | 12" x 6'-0" flg x PE DI spool (cut by contractor) | 1 | EA | 2121 | 2121 | R041 | 1 | 1 | Y |  | 2121 | R041¦Scholzen¦1
Scholzen | S077 | Item 5 | Valve Vault | 12" MJ sleeve | 1 | EA | 429 | 429 | R014 | 1 | 1 | Y |  | 429 | R014¦Scholzen¦1
Scholzen | S078 | Item 5 | Valve Vault | 12" Mega Lug for DI w/ accs 1112DEC | 2 | EA | 175.88 | 351.76 | R074 | 1 | 2 | Y |  | 351.76 | R074¦Scholzen¦1
Scholzen | S079 | Item 5 | Valve Vault | 12" bolt/nut/gasket set | 3 | EA | 58.13 | 174.39 | R078 | 1 | 3 | Y |  | 174.39 | R078¦Scholzen¦1
Scholzen | S080 | Item 5 | Valve Vault | 12" CL-51 DI pipe TJ (18.125' lengths) | 19 | FT | 71.67 | 1361.73 | R021 | 1 | 19 | Y |  | 1361.73 | R021¦Scholzen¦1
Scholzen | S081 | Item 6 |  | 6" AWWA C900 CL235 DR18 PVC pipe | 560 | FT | 8.97 | 5023.2 | R139 | 1 | 560 | Y |  | 5023.2 | R139¦Scholzen¦1
Scholzen | S082 | Item 6 |  | 12/1 UF blue tracer wire (priced per 1,000 ft) | 1000 | FT | 398.66 | 398.66 | R140 | 1 | 1000 | Y | Unit price is per 1,000 ft | 398.66 | R140¦Scholzen¦1
Scholzen | S083 | Item 6 |  | 6" joint restraint for C900 PRC1106 | 18 | EA | 77.18 | 1389.24 | R142 | 1 | 18 | Y |  | 1389.24 | R142¦Scholzen¦1
Scholzen | S084 | Item 7 |  | 16" C900 DR18 PVC pipe | 3000 | FT | 36.35 | 109050 | R147 | 1 | 3000 | Y |  | 109050 | R147¦Scholzen¦1
Scholzen | S085 | Item 7 |  | 12/1 UF blue tracer wire (priced per 1,000 ft) | 3000 | FT | 398.66 | 1195.98 | R148 | 1 | 3000 | Y | Unit price is per 1,000 ft | 1195.98 | R148¦Scholzen¦1
Scholzen | S086 | Item 7 |  | 16" joint restraint for C900 PRC1116 | 88 | EA | 408.48 | 35946.24 | R150 | 1 | 88 | Y |  | 35946.24 | R150¦Scholzen¦1
Scholzen | S087 | Item 8 |  | 12" C900 DR18 PVC pipe | 12500 | FT | 30.29 | 378625 | R156 | 1 | 12500 | Y |  | 378625 | R156¦Scholzen¦1
Scholzen | S088 | Item 8 |  | 12/1 UF blue tracer wire (priced per 1,000 ft) | 12500 | FT | 398.66 | 4983.25 | R157 | 1 | 12500 | Y | Unit price is per 1,000 ft | 4983.25 | R157¦Scholzen¦1
Scholzen | S089 | Item 8 |  | 12" joint restraint for C900 PRC1112 | 132 | EA | 164.48 | 21711.36 | R159 | 1 | 132 | Y |  | 21711.36 | R159¦Scholzen¦1
Scholzen | S090 | Item 9.1 |  | 6" MJ x flg gate valve less accs | 16 | EA | 1104.53 | 17672.48 | R164 | 1 | 16 | Y |  | 17672.48 | R164¦Scholzen¦1
Scholzen | S091 | Item 9.1 |  | 3'-4' slip valve box and lid M-8040-SG | 16 | EA | 141.45 | 2263.2 | R165 | 1 | 16 | Y |  | 2263.2 | R165¦Scholzen¦1
Scholzen | S092 | Item 9.1 |  | 6" Mega Lug for PVC w/ accs PVCPK4006 | 16 | EA | 78.75 | 1260 | R166 | 1 | 16 | Y |  | 1260 | R166¦Scholzen¦1
Scholzen | S093 | Item 9.2 |  | 8" MJ x flg gate valve less accs | 4 | EA | 1918.32 | 7673.28 | R168 | 1 | 4 | Y |  | 7673.28 | R168¦Scholzen¦1
Scholzen | S094 | Item 9.2 |  | 8" x 6" MJ SEB reducer less accs | 2 | EA | 181.25 | 362.5 | R220 | 1 | 2 | Y |  | 362.5 | R220¦Scholzen¦1
Scholzen | S095 | Item 9.2 |  | 8" Mega Lug for DI w/ accs SGDPPK08 | 2 | EA | 92.4 | 184.8 | R171 | 1 | 2 | Y |  | 184.8 | R171¦Scholzen¦1
Scholzen | S096 | Item 9.2 |  | 6" Mega Lug for PVC w/ accs PVCPK4006 | 2 | EA | 78.75 | 157.5 | R222 | 1 | 2 | Y |  | 157.5 | R222¦Scholzen¦1
Scholzen | S097 | Item 9.2 |  | 8" MJ plug less accs | 2 | EA | 145.5 | 291 | R173 | 1 | 2 | Y |  | 291 | R173¦Scholzen¦1
Scholzen | S098 | Item 9.2 |  | 3'-4' slip valve box and lid M-8040-SG | 4 | EA | 141.45 | 565.8 | R169 | 1 | 4 | Y |  | 565.8 | R169¦Scholzen¦1
Scholzen | S099 | Item 9.2 |  | 8" Mega Lug for PVC w/ accs PVCPK4008 | 4 | EA | 106.05 | 424.2 | R170 | 1 | 4 | Y |  | 424.2 | R170¦Scholzen¦1
Scholzen | S100 | Item 9.3 |  | 12" MJ x flg gate valve less accs | 16 | EA | 3434.76 | 54956.16 | R176 | 1 | 16 | Y |  | 54956.16 | R176¦Scholzen¦1
Scholzen | S101 | Item 9.3 |  | 3'-4' slip valve box and lid M-8040-SG | 16 | EA | 141.45 | 2263.2 | R177 | 1 | 16 | Y |  | 2263.2 | R177¦Scholzen¦1
Scholzen | S102 | Item 9.3 |  | 12" Mega Lug for PVC w/ accs PVCPK4012 | 16 | EA | 193.73 | 3099.68 | R178 | 1 | 16 | Y |  | 3099.68 | R178¦Scholzen¦1
Scholzen | S103 | Item 9.4 |  | 16" flg x MJ butterfly valve K-Flo 250# tag & test | 12 | EA | 4100 | 49200 | R183 | 1 | 12 | Y |  | 49200 | R183¦Scholzen¦1
Scholzen | S104 | Item 9.4 |  | 3'-4' slip valve box and lid M-8040-SG | 12 | EA | 141.45 | 1697.4 | R184 | 1 | 12 | Y |  | 1697.4 | R184¦Scholzen¦1
Scholzen | S105 | Item 9.4 |  | 16" x 2" MJ tapped plug | 1 | EA | 693.59 | 693.59 | R189 | 1 | 1 | Y |  | 693.59 | R189¦Scholzen¦1
Scholzen | S106 | Item 9.4 |  | 2" brass plug | 1 | EA | 16.82 | 16.82 | R190 | 1 | 1 | Y |  | 16.82 | R190¦Scholzen¦1
Scholzen | S107 | Item 9.4 |  | 16" Mega Lug for PVC w/ accs 2016PEC | 12 | EA | 399.53 | 4794.36 | R185 | 1 | 12 | Y |  | 4794.36 | R185¦Scholzen¦1
Scholzen | S108 | Item 10.1 |  | 12" MJ 11-1/4 bend less accs | 2 | EA | 381.75 | 763.5 | R191 | 1 | 2 | Y |  | 763.5 | R191¦Scholzen¦1
Scholzen | S109 | Item 10.1 |  | 12" Mega Lug for PVC w/ accs PVCPK4012 | 4 | EA | 193.73 | 774.92 | R192 | 1 | 4 | Y |  | 774.92 | R192¦Scholzen¦1
Scholzen | S110 | Item 10.2 |  | 12" MJ 45 bend less accs | 1 | EA | 465.75 | 465.75 | R193 | 1 | 1 | Y |  | 465.75 | R193¦Scholzen¦1
Scholzen | S111 | Item 10.2 |  | 12" Mega Lug for PVC w/ accs PVCPK4012 | 2 | EA | 193.73 | 387.46 | R194 | 1 | 2 | Y |  | 387.46 | R194¦Scholzen¦1
Scholzen | S112 | Item 10.3 |  | 12" x 6" MJ x flg tee less accs | 1 | EA | 697.5 | 697.5 | R196 | 1 | 1 | Y |  | 697.5 | R196¦Scholzen¦1
Scholzen | S113 | Item 10.3 |  | 12" x 6" flg tee | 11 | EA | 1348.5 | 14833.5 | R195 | 1 | 11 | Y |  | 14833.5 | R195¦Scholzen¦1
Scholzen | S114 | Item 10.3 |  | 12" MJ x flg adapter less accs | 8 | EA | 488.25 | 3906 | R197 | 1 | 8 | Y |  | 3906 | R197¦Scholzen¦1
Scholzen | S115 | Item 10.3 |  | 12" Mega Lug for PVC w/ accs PVCPK4012 | 10 | EA | 193.73 | 1937.3 | R198 | 1 | 10 | Y |  | 1937.3 | R198¦Scholzen¦1
Scholzen | S116 | Item 10.3 |  | 12" bolt/nut/gasket set | 22 | EA | 58.13 | 1278.86 | R199 | 1 | 22 | Y |  | 1278.86 | R199¦Scholzen¦1
Scholzen | S117 | Item 10.3 |  | 6" bolt/nut/gasket set w/ Predator NSF61 | 12 | EA | 32.68 | 392.16 | R200 | 1 | 12 | Y |  | 392.16 | R200¦Scholzen¦1
Scholzen | S118 | Item 10.4 |  | 16" x 6" MJ x flg tee | 1 | EA | 1219.16 | 1219.16 | R202 | 1 | 1 | Y |  | 1219.16 | R202¦Scholzen¦1
Scholzen | S119 | Item 10.4 |  | 16" x 6" flg tee | 1 | EA | 2342.83 | 2342.83 | R201 | 1 | 1 | Y |  | 2342.83 | R201¦Scholzen¦1
Scholzen | S120 | Item 10.4 |  | 16" Mega Lug for PVC w/ accs 2016PEC | 2 | EA | 399.53 | 799.06 | R204 | 1 | 2 | Y |  | 799.06 | R204¦Scholzen¦1
Scholzen | S121 | Item 10.4 |  | 16" bolt/nut/gasket w/ cap screws for M&H butterfly kit | 2 | EA | 80.28 | 160.56 | R205 | 1 | 2 | Y |  | 160.56 | R205¦Scholzen¦1
Scholzen | S122 | Item 10.4 |  | 6" bolt/nut/gasket set w/ Predator NSF61 | 2 | EA | 32.68 | 65.36 | R206 | 1 | 2 | Y |  | 65.36 | R206¦Scholzen¦1
Scholzen | S123 | Item 10.5 |  | 16" x 12" flg tee | 1 | EA | 2490.35 | 2490.35 | R207 | 1 | 1 | Y |  | 2490.35 | R207¦Scholzen¦1
Scholzen | S124 | Item 10.5 |  | 16" bolt/nut/gasket w/ cap screws for M&H butterfly kit | 2 | EA | 80.28 | 160.56 | R210 | 1 | 2 | Y |  | 160.56 | R210¦Scholzen¦1
Scholzen | S125 | Item 10.5 |  | 12" bolt/nut/gasket set | 1 | EA | 58.13 | 58.13 | R211 | 1 | 1 | Y |  | 58.13 | R211¦Scholzen¦1
Scholzen | S126 | Item 10.5 |  | 16" MJ sleeve less accessories | 1 | EA | 784.77 | 784.77 | R208 | 1 | 1 | Y |  | 784.77 | R208¦Scholzen¦1
Scholzen | S127 | Item 10.5 |  | 16" Mega Lug for PVC w/ accs 2016PEC | 2 | EA | 399.53 | 799.06 | R209 | 1 | 2 | Y |  | 799.06 | R209¦Scholzen¦1
Scholzen | S128 | Item 10.6 |  | 36" x 24" MJ x flg tee | 1 | EA | 16567.35 | 16567.35 | R212 | 1 | 1 | Y |  | 16567.35 | R212¦Scholzen¦1
Scholzen | S129 | Item 10.6 |  | 36" MJ solid sleeve | 1 | EA | 4482.66 | 4482.66 | R213 | 1 | 1 | Y |  | 4482.66 | R213¦Scholzen¦1
Scholzen | S130 | Item 10.6 |  | 36" Mega Lug for DIP w/ accs 3000P | 4 | EA | 1899 | 7596 | R214 | 1 | 4 | Y |  | 7596 | R214¦Scholzen¦1
Scholzen | S131 | Item 10.6 |  | 24" bolt/nut/gasket set | 1 | EA | 200 | 200 | R216 | 1 | 1 | Y |  | 200 | R216¦Scholzen¦1
Scholzen | S132 | Item 10.7 |  | 16" flg cross | 3 | EA | 3545.64 | 10636.92 | R217 | 1 | 3 | Y |  | 10636.92 | R217¦Scholzen¦1
Scholzen | S133 | Item 10.7 |  | 16" bolt/nut/gasket w/ cap screws for M&H butterfly kit | 6 | EA | 80.28 | 481.68 | R218 | 1 | 6 | Y |  | 481.68 | R218¦Scholzen¦1
Scholzen | S134 | Item 10.7 |  | 16" bolt/nut/gasket set | 6 | EA | 124 | 744 | R219 | 1 | 6 | Y |  | 744 | R219¦Scholzen¦1
Scholzen | S135 | Item 10.8 |  | 8" x 6" flg reducer | 2 | EA | 356.25 | 712.5 | R221 | 1 | 2 | Y |  | 712.5 | R221¦Scholzen¦1
Scholzen | S136 | Item 10.8 |  | 6" bolt/nut/gasket set w/ Predator NSF61 | 2 | EA | 32.68 | 65.36 | R224 | 1 | 2 | Y |  | 65.36 | R224¦Scholzen¦1
Scholzen | S137 | Item 10.9 |  | 16" x 6" flg reducer | 1 | EA | 1017.88 | 1017.88 | R225 | 1 | 1 | Y |  | 1017.88 | R225¦Scholzen¦1
Scholzen | S138 | Item 10.9 |  | 6" bolt/nut/gasket set w/ Predator NSF61 | 1 | EA | 32.68 | 32.68 | R227 | 1 | 1 | Y |  | 32.68 | R227¦Scholzen¦1
Scholzen | S139 | Item 10.10 |  | 16" x 8" flg reducer | 4 | EA | 922.58 | 3690.32 | R228 | 1 | 4 | Y |  | 3690.32 | R228¦Scholzen¦1
Scholzen | S140 | Item 10.10 |  | 8" bolt/nut/gasket set w/ Predator NSF61 | 4 | EA | 39.38 | 157.52 | R230 | 1 | 4 | Y |  | 157.52 | R230¦Scholzen¦1
Scholzen | S141 | Item 10.11 |  | 16" x 12" flg x flg reducer | 1 | EA | 1395.07 | 1395.07 | R231 | 1 | 1 | Y |  | 1395.07 | R231¦Scholzen¦1
Scholzen | S142 | Item 10.11 |  | 12" bolt/nut/gasket set | 1 | EA | 58.13 | 58.13 | R233 | 1 | 1 | Y |  | 58.13 | R233¦Scholzen¦1
Scholzen | S143 | Item 10.12 |  | 24" x 16" flg reducer | 1 | EA | 2617.41 | 2617.41 | R234 | 1 | 1 | Y |  | 2617.41 | R234¦Scholzen¦1
Scholzen | S144 | Item 10.12 |  | 16" bolt/nut/gasket w/ cap screws for M&H butterfly kit | 1 | EA | 80.28 | 80.28 | R236 | 1 | 1 | Y |  | 80.28 | R236¦Scholzen¦1
Scholzen | S145 | Item 11 |  | 6" MJ fire hydrant 4-1/2' bury | 17 | EA | 3583.17 | 60913.89 | R237 | 1 | 17 | Y |  | 60913.89 | R237¦Scholzen¦1
Scholzen | S146 | Item 11 |  | 6" Mega Lug for PVC w/ accs PVCPK4006 | 17 | EA | 78.75 | 1338.75 | R239 | 1 | 17 | Y |  | 1338.75 | R239¦Scholzen¦1
Scholzen | S147 | Item 12 |  | 2" combination air/vac valve UL20.1 20-150# | 9 | EA | 1181.13 | 10630.17 | R240 | 1 | 9 | Y |  | 10630.17 | R240¦Scholzen¦1
Scholzen | S148 | Item 12 |  | 12" x 2" brass saddle for C900 (2" IP, 12.75-13.20) | 7 | EA | 530.61 | 3714.27 | R241 | 1 | 7 | Y |  | 3714.27 | R241¦Scholzen¦1
Scholzen | S149 | Item 12 |  | 16" x 2" double-strap brass saddle (16.00-17.40) | 2 | EA | 654.25 | 1308.5 | R242 | 1 | 2 | Y |  | 1308.5 | R242¦Scholzen¦1
Scholzen | S150 | Item 12 |  | 2" ball valve threaded brass 600 WOG | 9 | EA | 101.72 | 915.48 | R243 | 1 | 9 | Y |  | 915.48 | R243¦Scholzen¦1
Scholzen | S151 | Item 12 |  | 2" x 3" brass nipple | 18 | EA | 20.5 | 369 | R244 | 1 | 18 | Y |  | 369 | R244¦Scholzen¦1
Scholzen | S152 | Item 12 |  | 2" PVC male adapter MPTxS | 2 | EA | 20.67 | 41.34 | R245 | 1 | 2 | Y |  | 41.34 | R245¦Scholzen¦1
Scholzen | S153 | Item 12 |  | 2" PVC 90 ell soc Sch 80 | 18 | EA | 7.52 | 135.36 | R246 | 1 | 18 | Y |  | 135.36 | R246¦Scholzen¦1
Scholzen | S154 | Item 12 |  | 2" PVC union socxsoc EPDM | 9 | EA | 34.18 | 307.62 | R247 | 1 | 9 | Y |  | 307.62 | R247¦Scholzen¦1
Scholzen | S155 | Item 12 |  | 2" galv coupling | 9 | EA | 6.97 | 62.73 | R250 | 1 | 9 | Y |  | 62.73 | R250¦Scholzen¦1
Scholzen | S156 | Item 12 |  | 2" x 36" galv nipple | 9 | EA | 92.65 | 833.85 | R253 | 1 | 9 | Y |  | 833.85 | R253¦Scholzen¦1
Scholzen | S157 | Item 12 |  | 2" galv return bend | 9 | EA | 161.45 | 1453.05 | R256 | 1 | 9 | Y |  | 1453.05 | R256¦Scholzen¦1
Scholzen | S158 | Item 12 |  | 2" rodent screen IPS | 9 | EA | 63.33 | 569.97 | R257 | 1 | 9 | Y |  | 569.97 | R257¦Scholzen¦1
Scholzen | S159 | Item 12 |  | 2" PVC Sch 80 pipe w/ belled ends | 100 | FT | 2.1 | 210 | R248 | 1 | 100 | Y |  | 210 | R248¦Scholzen¦1
Scholzen | S160 | Item 14 |  | 6" x 3/4" bronze saddle (IPS or CI 6.63-6.90) | 1 | EA | 135.12 | 135.12 | R269 | 1 | 1 | Y |  | 135.12 | R269¦Scholzen¦1
Scholzen | S161 | Item 14 |  | 3/4" x PE "G" grip joint corp stop | 1 | EA | 68.73 | 68.73 | R270 | 1 | 1 | Y |  | 68.73 | R270¦Scholzen¦1
Scholzen | S162 | Item 14 |  | 3/4" IPS blue water service poly pipe (priced per 100 ft) | 100 | FT | 69.6 | 69.6 | R271 | 1 | 100 | Y | Unit price is per 100 ft | 69.6 | R271¦Scholzen¦1
Scholzen | S163 | Item 14 |  | 5/8" x 3/4" x 15" setter w/ dual check VBHC72-95166-01 | 1 | EA | 360.3 | 360.3 | R272 | 1 | 1 | Y |  | 360.3 | R272¦Scholzen¦1
Scholzen | S164 | Item 14 |  | 3/4" MIP x PE "G" grip joint male adapter | 2 | EA | 33.62 | 67.24 | R273 | 1 | 2 | Y |  | 67.24 | R273¦Scholzen¦1
Scholzen | S165 | Item 14 |  | 18" deep std meter box 15x20 #15201010 | 1 | EA | 125.67 | 125.67 | R274 | 1 | 1 | Y |  | 125.67 | R274¦Scholzen¦1
Scholzen | S166 | Item 14 |  | 3/4" insert stiffener IPS | 3 | EA | 2.72 | 8.16 | R277 | 1 | 3 | Y |  | 8.16 | R277¦Scholzen¦1
Scholzen | S167 | Item 16 |  | 16" CL-51 DI pipe | 653 | FT | 96.21 | 62825.13 | R280 | 1 | 653 | Y | UoM printed 'each' but priced per foot | 62825.13 | R280¦Scholzen¦1
Scholzen | S168 | Item 16 |  | 16" split Stargrip bell joint restraint | 34 | EA | 1083.29 | 36831.86 | R281 | 1 | 34 | Y |  | 36831.86 | R281¦Scholzen¦1
Scholzen | S169 | Item 16 |  | 16" MJ 22-1/2 ell less accs | 3 | EA | 835.75 | 2507.25 | R283 | 1 | 3 | Y |  | 2507.25 | R283¦Scholzen¦1
Scholzen | S170 | Item 16 |  | 16" flg 22-1/2 ell | 1 | EA | 1324.94 | 1324.94 | R284 | 1 | 1 | Y |  | 1324.94 | R284¦Scholzen¦1
Scholzen | S171 | Item 16 |  | 20" x 16" MJ reducer | 1 | EA | 897.18 | 897.18 | R282 | 1 | 1 | Y |  | 897.18 | R282¦Scholzen¦1
Scholzen | S172 | Item 16 |  | 16" x 18' flg x PE DI spool | 1 | EA | 6391 | 6391 | R285 | 1 | 1 | Y |  | 6391 | R285¦Scholzen¦1
Scholzen | S176 | Item 16 |  | 2" PVC Sch 80 pipe w/ belled ends | 40 | FT | 2.1 | 84 | R303 | 1 | 40 | Y |  | 84 | R303¦Scholzen¦1
Scholzen | S177 | Item 16 |  | 2" PVC coupling soc Sch 80 | 2 | EA | 9.36 | 18.72 | R304 | 1 | 2 | Y |  | 18.72 | R304¦Scholzen¦1
Scholzen | S178 | Item 16 |  | 16" Mega Lug for DI pipe w/ accs SGDPPK16 | 7 | EA | 315.53 | 2208.71 | R287 | 1 | 7 | Y |  | 2208.71 | R287¦Scholzen¦1
Scholzen | S179 | Item 16 |  | 16" bolt/nut/gasket set | 2 | EA | 124 | 248 | R289 | 1 | 2 | Y |  | 248 | R289¦Scholzen¦1
Scholzen | S180 | Item 16 |  | 20" Mega Lug for DI | 1 | EA | 441.53 | 441.53 | R286 | 1 | 1 | Y |  | 441.53 | R286¦Scholzen¦1
Scholzen | S181 | Item 16 |  | 20" MJ gasket and T-bolt 502647 | 1 | EA | 96.75 | 96.75 | R288 | 1 | 1 | Y |  | 96.75 | R288¦Scholzen¦1
Scholzen | S182 | Item 16 |  | 3" Sch 80 PVC pipe | 1260 | FT | 4.4 | 5544 | R292 | 1 | 1260 | Y |  | 5544 | R292¦Scholzen¦1
Scholzen | S183 | Item 16 |  | 3" PVC 45 ell soc Sch 80 | 8 | EA | 45.37 | 362.96 | R293 | 1 | 8 | Y |  | 362.96 | R293¦Scholzen¦1
Scholzen | S184 | Item 16 |  | 3" threaded flg for steel pipe 129431 | 1 | EA | 89.18 | 89.18 | R294 | 1 | 1 | Y |  | 89.18 | R294¦Scholzen¦1
Scholzen | S185 | Item 16 |  | 3" Sch 40 conduit | 1540 | FT | 2.12 | 3264.8 | R290 | 1 | 1540 | Y |  | 3264.8 | R290¦Scholzen¦1
Scholzen | S186 | Item 16 |  | 3" Sch 40 sweep ell | 4 | EA | 34 | 136 | R291 | 1 | 4 | Y |  | 136 | R291¦Scholzen¦1

## Notes & Flags
NOTES & FLAGS
Supplier terms, price/scope flags to resolve before award, and how this workbook was built.
A · SUPPLIER TERMS & CONDITIONS (as printed on each quote)
Supplier | Quote | Terms & conditions | Exclusions & assumptions
Ferguson | Ferguson Waterworks, Las Vegas branch (VEGASWW / whse 1807) · Est. 006QQ000019fSKPYA2 · 9/18/2026 · bid date 9/9/2026 · addenda 1-3 | Net 30, no retention. Pricing good 30 days AND contingent upon award of the entire bill of materials. Prices based on immediate shipment (48 h); later shipments at price in effect. Quantities to be verified by installer; scope is Ferguson's interpretation and 'not guaranteed complete'. Rounded to full lengths/rolls. Special orders non-cancelable. Copper priced at ship. No tariff provision (may adjust with notice). Not Buy-America/AIS/ARRA compliant unless noted; not DBE/MBE/WBE. | Includes steel casing, spacers and end seals. Priced 16" pipe as C905. Tax on quote: 6.75%.
HD Fowler | Quote Q647047 · bid date 9/9/2026 · estimator Ethan Cobb · customer Interstate Rock Products Inc. · Washington, UT | No quote date or validity printed. Prices subject to change for any new or increased tariffs/duties, revised at time of shipment. Precast, pipe supports & hangers and steel fabrication by others; basket strainer & water meter supplied by owner; air-cooler piping by others (no bid). | Casing pipe NO BID; casing spacers / end seals 'price to follow'. Lines marked *** (bell-joint restraints, grease pails) priced but quantity left to contractor and excluded from total; pipe lube included. Total includes $2,000 est. freight + $150 submittal fee. Quoted SDR-9 poly in place of non-existent Sch 80 poly (engineer approval needed). Tax 6.75%.
Mountainland | Mountainland Supply Co. · Bid S108187947 (revised Church Farm Road, NOB) · order date 9/16/2026 · expiration 9/15/2026 · writer Bryan Johnson · plans dated July 2026, addenda 1-3 | Terms: CASH. Prices subject to increases per tariff & additional-fees clause. Special-order material non-returnable; lines marked **NS** are non-stock. Item 10.6 assumes the existing 36" pipe is C900 or DI — otherwise transition couplers / a DI stick are extra. | Bid Items 1-4, 13 and 15: no bid. Notes owner supplies pumps and the 12" meter / 12" Cla-Val at the meter vault (sheet 40 detail A). Est. S&H $0.00. Tax 6.75%.
Scholzen | Scholzen Products Co., Inc., Hurricane UT · Quote 7003117-00 · 7/24/26 · customer 100018 'Bidding to contractors' | 'Due to extreme market volatility, quotes are valid for 24 hours.' 2% monthly service charge on past-due accounts; restocking charge on returns; special orders non-returnable. | No casing pipe / spacers / end seals. 'Link seal not available' (20" DI crossing). 'Spools ???? — contractor to verify spool length'. Implied tax rate 7.08% (others 6.75%).
B · PRICE & SCOPE FLAGS TO RESOLVE BEFORE AWARD
Supplier | Item / material | What the quote says | Why it matters | Row ID
Ferguson | Curb-stop handle (meter vault) | Quoted at $1,871.76 vs Scholzen $40.02. | Almost certainly a quoting error (line reads '1-1/4 - 2 Straight LEV Handle'). Ask Ferguson to re-check. | R069
Ferguson | 4" Sch 80 PVC pipe | $20.98/ft vs HD Fowler $4.88 and Scholzen $6.29. | 3-4x the field. Small footage, but a sign of un-scrubbed pricing. | R091
Ferguson | 2" Sch 80 PVC pipe | $7.014/ft in Item 5 but $3.507/ft in Item 12 for the same product. | Ferguson's own quote is internally inconsistent. | R089
Ferguson | Bell-joint restraints (6", 12", 16") | 12" $259.37 vs $164.48; 16" $677.79 vs $408.48; 6" $85.95 vs $62.71–$77.18 (Mountainland / Scholzen). | About $39K premium at Ferguson's own quantities — the single best negotiation target. | R150
Ferguson | 8" Cla-Val 131 + VC-22D controller | $37,321.60 vs $27.7K–$31.0K from the others. | $6K–$10K premium; also confirm valve/solenoid voltage (HD Fowler 120V vs Mountainland 24VDC). | R050
Ferguson | 2" x 18" Ready-Cut galvanized pipe | $107.98 each vs $33.64 for the 24" piece. | A shorter piece priced 3x higher — likely a mis-key. | R252
Ferguson | 16" MJ restraint "*CVR*" | $232.95 (Items 5, 10.4, 10.5) vs $350.06 for the same description in Item 9.4. | Same wording, two prices — ask what *CVR* means before comparing. | R204
HD Fowler | Bell-joint restraints & grease | Unit prices given, quantities left to contractor ('***'); excluded from HD Fowler's total. | At the reference quantities the restraints alone add about $78K to HD Fowler's real cost. | R159
HD Fowler | 36" casing package | Casing NO BID; spacers and end seals 'price to follow'. | About $183K at the lowest competing prices is missing from its total. | R296
HD Fowler | Quote arithmetic | Printed Item 16 subtotal $101,522.26 vs $100,328.98 sum of its lines (+$1,193.28). | The quote's grand total ties to the line sum, so the subtotal is a print error — but ask for a clean copy.
HD Fowler | Item 13 vs 14 | Lists the 3/4" water-service kit under Bid Item 13 ('Install new 2" meter'); Ferguson/Mountainland call Item 13 'no bid'. | Mapped to Item 14 (materials match) — confirm which item the owner intends. | R269
HD Fowler | Validity & tariffs | No quote date or expiry; prices reprice at shipment for tariffs. | Ask for a dated, firm quote.
Mountainland | Quote validity | Expiration 9/15/2026 precedes order date 9/16/2026. | Reissue needed before relying on any price.
Mountainland | 12" AV-TEK butterfly valve | Quoted $6,451.76 without an electric actuator; others quote $18.4K–$20.2K with actuator. | About $12K short of an actuated valve; it is excluded from the comparison (own row). | R053
Mountainland | 3/4" PVC tee | '401-007 3/4 PVC S40 tee' at $0.73 among 4" fittings. | Probably a size typo (4" tee ≈ $30–$42). | R105
Mountainland | 36" casing wall | .625" spiral-weld A252 vs Ferguson .572" (HD Fowler's no-bid line reads .562"). | Heavier wall inflates Mountainland's casing price; confirm the spec. | R296
Scholzen | Quote validity | Dated 7/24/26, valid 24 hours — expired ~7/25/26, before the 9/9/26 bid date. | Effectively an indicative price only.
Scholzen | Valve flange hardware (Items 9.1–9.4) | No flange bolt / gasket sets for the 6", 8", 12" and 16" valves. | About $2K at competing prices is missing from its total. | R187
Scholzen | Casing, spacers, end seals | Not quoted; 'link seal not available'. | Same ~$183K scope hole as HD Fowler. | R296
Scholzen | 3" conduit | Quoted 1,260 ft Sch 80 ($4.40) AND 1,540 ft Sch 40 ($2.12). | Likely alternates — buying both double-counts ~$5.5K. | R292
Scholzen | 16" split Stargrip bell restraint | $1,083.29 each ×34 vs $408–$682 for the others' bell restraints. | About $23K spread; a retrofit-style product — confirm it is what the spec requires. | R281
Scholzen | 4" floor drain | Zurn Z415 at $144 vs $372–$482 for the Z520-class drains. | Different, lighter-duty model — not equal. | R111
Scholzen | 24" x 16" reducer (Item 10.12) | Priced only a 16" bolt kit for a 24" flange. | 24" hardware missing (others ≈ $150–$300). | R236
All | Owner-furnished equipment | Pumps, the 12" meter and (per Mountainland) the 12" Cla-Val at the meter vault are owner-supplied. | All four still priced the 8" pump-station Cla-Val — confirm it isn't owner-furnished before buying. | R050
All | Takeoff quantities | Suppliers counted different quantities for restraints, spools, bolt sets, fittings. | Column U ('Qty check') on Material Comparison flags every row where quoted quantities differ; reconcile to the plans.
C · METHOD & ASSUMPTIONS
Topic | How it works
Sources | Four PDFs in the repo: Ferguson (9 pp), HD Fowler (9 pp), Mountainland (8 pp) and Scholzen (12 pp, scanned image — transcribed line by line and checked against its printed subtotals). Every line is on the 'Quote Lines' tab; each supplier's lines sum to its printed total (Summary §1).
Matching | The 306 rows on 'Material Comparison' group equivalent products by function and size. Kits vs. components are compared as complete sets (valve box = base + top + lid; bolt set = bolts + gasket). Items a supplier placed under a different bid item are mapped by function (e.g. pipe-joint restraints) and noted. 'Alt spec – verify' marks rows where brand/model/material differ and the engineer should confirm equivalence; where a difference was material (e.g. actuated vs. non-actuated valve, 316 SS vs. brass) the products got separate rows.
Units & unit price | Everything is normalized to one UoM per row (wire per foot, casing per foot, etc.; per-100-ft, per-1,000-ft and per-roll prices converted). Unit price = extended $ ÷ quantity, so Mountainland's 3-decimal printed prices don't cause rounding drift. Rows built from several parts add the parts' unit prices.
Reference quantity | Extended $ = unit price × Ref Qty (blue, editable). Ref Qty is the quantity most suppliers quoted; with no majority, the median (upper of two). Fire hydrants are fixed at 16 MJ + 1 flanged-boot. Change any Ref Qty and every total, rank and color updates.
Colors | Ranked on unit price within each row: green lowest, yellow 2nd lowest, orange the middle bid (only exists with 4 quotes), red highest. Three quotes → green / yellow / red; two → green / red; ties share the better color; a single quote is shown in gray and is not ranked.
Comparable basis | Rows priced by at least two suppliers. If a supplier skipped one, it is filled at the lowest competing unit price × Ref Qty — an estimate, not a quote. Single-supplier rows and fees are excluded. Sales tax, freight and future tariffs are not included.
Editing | Blue cells are inputs. To reflect a revised quote, change the price on 'Quote Lines' (or Ref Qty on 'Material Comparison'); all sheets recalculate. Helper columns W–AQ on 'Material Comparison' are grouped/hidden — expand the [+] above column W to see each supplier's own quantities.